## Summary Sheet
INNOVATION CHAIN NORTH
Framework of New build Construction Contractors 2020
PRICING SUMMARY SHEET
TENDERER'S NAME | CARROLL BUILD
SUMMARY OF TOTAL COMBINED COST FOR TIMBER FRAME AND TRADITIONAL CONSTRUCTION
LOT | COMBINED TOTAL
Low Value L1 | 5138483.9075
Low Value L2 | 5138483.9075
Low Value L3 | 5138483.9075
Low Value L4 | 313120
Low Value L5 | 313120
Low Value L6 | 313120
High Value H1 | 17923224.4048
High Value H2 | 1095920
NOTE: Where the 'Combined Total' cells above are highlighted red it is taken that the contractor is not tendering for the lot in question. Only pricing in the green highlighted cells will be taken forward.

## Low val Lot 1
INNOVATION CHAIN NORTH
Framework of New build Construction Contractors 2020
PRICING SCHEDULE
TENDERER'S NAME | CARROLL BUILD
LOW VALUE LOT L1
TRADITIONAL CONSTRUCTION
LOCATION | Greater Manchester and Merseyside
Virtual Project Scenario
Nature of project | New Build Affordable Rent Units |  |  | 20 no
Size (m2) and Mix (no) of units | 61.2 | 2B3P Bungalow |  | 4 | 244.8 | Type F | NDSS
| 70.1 | 2B4P House |  | 4 | 280.4 | Type A | Non-NDSS
| 80.1 | 2B4P House |  | 2 | 160.2 | Type B | NDSS
| 84.7 | 3B5P House |  | 4 | 338.8 | Type G | Non-NDSS
| 93.7 | 3B5P House |  | 2 | 187.4 | Type E | NDSS
| 97.9 | 4B6P House |  | 2 | 195.8 | Type C | Non-NDSS
| 108.5 | 4B6P House |  | 2 | 217 | Type D | NDSS
GIFA (m2) | 1624.4
Site Access | Good access direct from main adopted road network
Vandalism risk | High risk - CCTV required with security guard nights and weekends
Length of Contract | 52 | working weeks
Base Date / Commencement Date | 31st January 2020
Form of Contract | JCT Design and Build 2016 with ICN Amendments
Pricing schedule notes and guidance
1. All rates submitted should be as outlined in the RICS NRM2 Preliminaries (Main Contract)
2. Accommodation and welfare provisions shall be in strict accordance with the CDM Regulations 2015
3. All rates submitted will be applied and used as a basis for the future negotiation of Fixed Price Contracts for all projects within the aforementioned LOT for the full duration of the Framework Agreement. Annual inflationary increases will be applied from the commencement date of the framework and shall be in accordance with BCIS Tender Price Indices or as evidenced to the satisfaction of the instructing client.
4. All items listed below may not be specifically required on every individual project within this LOT. For the purposes of the evaluation each individual item shall be priced or, if included within another item, annotated accordingly identifying which item it is included within. ICN reserves the right to reject any priced schedules submitted with a tender which includes only summary costs or totals which are not fully completed.
5. Should the tenderer deem that a member of the Site Staff and Supervision team will not be required full time on projects within this LOT then the weekly rate shall be adjusted accordingly not the number of weeks. Consideration should be given that the rates inserted will be fixed for future AMP agreements (only subject to inflationary increases as noted above)
6. None of the measured quantities or descriptions are to be altered, all tendering bids are to be based upon a fixed price schedule for consistency.
7. Preliminaries are to be based on the contract period stated above based on traditional masonry construction. Each item is to be priced based on the relevant contract period. The period stated are for time on site and exclude lead in periods for discharge of pre-start planning conditions. Any other pre-start time costs should be included in the preliminaries. Any items not priced will be deemed not to be required on projects of a similar nature within the afoementioned LOT value range for the duration of the Framework Agreement.
8. Tenderers should allow the percentage for profit and corporate overhead [contractors margin] and these are to include: Contractors profit on net costs. Contracting companies corporate operating overheads on net costs which include cost of premises, employment of non site based staff [with the exception of visiting contract surveyors and construction manager] including estimators, customer care teams, business development managers, buyers, planners, resource, scheduling and programmers, directors and heads of departments, accounts, legal, financing, property costs, administration, IT, human resources, telecoms, transport and vehicles, corporate charges. All contractors contributions to Group overheads [where applicable]
9. The tenderer is to assume Fabric First construction to meet current Building Regulations with no renewables
10. The tenderer should note that non completion of one schedule will not be a compliant tender - both timber frame and traditional need to be completed
11. The tenderer shall complete the pricing schedule based upon the Affordable Rent specification and Standard House Type layouts (as included within the tender documentation) excluding all abnormal costs.
Preliminaries | Quantity | Unit | Rate | Total | Notes
Project specific management and Staff
Project Manager | 52 | weeks | 131.538 | 6839.976 | 0.5 day / week
Contracts Manager | 52 | weeks | 219.23 | 11399.96 | 1 day / week
Site Engineer | 52 | weeks | 54.8075 | 2849.99 | 1 visit / month
Site Manager | 52 | weeks | 831.8369 | 43255.52
Finishing Foreman / Assistant Site Manager | 52 | weeks | 407.772 | 21204.144 | Not required for ful duration. 31 weeks allowed
Labourer (including at handover) | 52 | weeks | 518.4819 | 26961.06
Quantity Surveying / Commercial Management | 52 | weeks | 354.024 | 18409.248
Planner | 52 | weeks | 54.8075 | 2849.99
Health & Safety Officer | 52 | weeks | 131.54 | 6840.08
Site establishment
Delivery of temp accomodation to site and removal on completion | 1 | Item | 1760 | 1760
Site office (inc furniture) | 52 | weeks | 50 | 2600
Meeting room (inc furniture) | 52 | weeks | 35 | 1820
Canteens and Kitchens | 52 | weeks | 50 | 2600
Drying room | 52 | weeks | 25 | 1300
Toilets and washrooms | 52 | weeks | 55 | 2860
Secure stores | 52 | weeks | 30 | 1560
Telephones and Photocopiers (connection and charges) | 52 | weeks | 7.5 | 390
IT systems with email and internet capability | 52 | weeks | 35 | 1820
Consumables and services associated with site accommodation | 52 | weeks | 25 | 1300
Fire points and fire fighting equipment | 1 | Item | 572 | 572
Main Contractor's Signboard | 1 | Item | 750 | 750
Client/Homes England signboard; production, installation and removal (as ER's) | 1 | Item | 750 | 750
Cleaning
Site cleaning | 52 | weeks | 20 | 1040
Site set up
Tarmac and hardcore compound area | 1 | item | 3300 | 3300 | Based on area < 100M2
Temporary roads incl demarcation for safe pedestrian and vehicular routes | 1 | item | 0 | 0 | Would use new access road as main route
Temproary fencing to compound area | 1 | item | 950 | 950
Temporary security fencing to site perimeter | 1 | item | 9000 | 9000 | Based on 300M
Removal of compound on completion; reinstatement | 1 | item | 4800 | 4800 | Assume soil & turf
Temp Services incl all connections, disconnections and usage
Water supply | 52 | weeks | 25 | 1300 | Assummed to site office
Gas Supply | 52 | weeks | 0 | 0 | Would not have this item
Electric supply, Lighting and power | 52 | weeks | 35 | 1820
Drainage | 52 | weeks | 15 | 780
Security
Night watchman | 52 | weeks | 1116 | 58032 | Allows for 40 weeks
Pedestrian gates | 1 | item | 450 | 450 | 2Nr
Vehicular gates | 1 | item | 885 | 885
CCTV cameras set up costs | 1 | item | 0 | 0 | Incl in weekly rate
CCTV weekly charge | 52 | weeks | 175 | 9100
Material distribution
Forklift and driver | 26 | weeks | 912 | 23712
Site plant
Small Dumper | 26 | weeks | 0 | 0 | Incl in Groundworks
Mixer | 26 | weeks | 0 | 0 | Incl in Brickwork
Road Sweeper including driver and fuel | 26 | weeks | 300 | 7800 | Allow 2 visits per week
Excavator / mini digger including driver and fuel | 26 | weeks | 0 | 0 | Incl in Groundworks
Small tools and equiptment | 26 | weeks | 25 | 650 | Minimal, most Suncontractors Supply own tools
Health and Safety
1st aid kit | 1 | item | 48 | 48
Health and safety site visits | 1 | item | 0 | 0 | Incl above with H&S Officer
Falling from heights | 1 | item | 0 | 0 | Cost inc below Internal Scaff
Scaffolding
External scaffolding including mat | 1 | item | 56954 | 56954
Adaption of Scaffolding | 1 | item | 2848 | 2848
Internal Scaffolding | 1 | item | 24388 | 24388
Fees and charges
Specialist site survey and level survey | 1 | item | 350 | 350
As built drawings and manuals | 1 | item | 950 | 950 | Admin Costs & disbursements based on Electronic file prepared
CDM regulations and health and safety plan | 1 | item | 0 | 0 | Incl above with H&S Officer
Considerate constructors scheme | 1 | item | 520 | 520
SAP calculations and energy performance certificates | 1 | item | 1400 | 1400
Robust details | 1 | item | 792 | 792
Building Control Fees | 1 | item | 4400 | 4400
Planning Condition Discharge Fees | 15 | no | 125 | 1875 | tenderer to assume there are 15 conditions requiring discharge
Adoption Agreements for Section 278, 104 and 38 Agreements | 1 | item | 27000 | 27000 | tenderer to assume road and sewers on virtual plan to be adopted
NHBC (or equivalent) 12 year structural warranty cover | 1 | item | 16157 | 16157 | tenderer not to include for insolvency cover
Testing and reports
Methane and radon testing and reports | 1 | item | 800 | 800
Concrete testing and reports | 1 | item | 500 | 500
Dilapidation Surveys | 1 | Item | 1100 | 1100
Sound testing | 1 | item | 500 | 500
Air pressure tests | 1 | item | 1400 | 1400
Handover costs
Snagging costs / inspections | 1 | item | 0 | 0 | Would be undertaken bt site managers, cost inc previous
Contract cleaners | 1 | item | 1650 | 1650
Clean to external areas | 1 | item | 1100 | 1100
Skips | 2 | no | 250 | 500
Lorry and tipping charges | 1 | item | 450 | 450 | Price per 1 trip
Resident handover packs | 20 | no | 65 | 1300 | Admin Costs & disbursements based on paper docs prepared
Insurances and Guarantees
Project specific Insurances | 1 | Item | 0 | 0 | Incl in Overhead
6.5.1 Insurance | 1 | Item | 0 | 0 | Incl in Overhead
Performance bond / parent company guarantee / insolvency cover |  |  |  | NIL | Contractor to indicate on Supplier Questionnaire
Maintenance period
Defects / Maintenance to dwellings | 20 | no | 45 | 900
External areas - paths, paving and adopted areas | 1 | item | 0 | 0 | Cost included by groundworker in retention
Landscaped areas | 1 | item | 0 | 0 | Cost included by Landscaper
Total of preliminaries |  |  |  | 432192.968
Total of preliminaries expressed as a weekly cost |  |  |  | 8311.4032
Overheads and Profit
Corporate overheads (expressed as a %) |  |  |  | 3%
Profit (expressed as a %) |  |  |  | 3%
Overheads and Profit Total |  |  |  | 6%
Construction Costs
2 bed 3 person Bungalow (constructed as detached unit) | Quantity | Unit | Rate | Total | No of units | Total
Substructures
Traditional strip foundation and lowest floor construction | 61.2 | m2 | 156 | 9547.2 | 4 | 38188.8
Superstructures
Superstructures | 61.2 | m2 | 707 | 43268.4 | 4 | 173073.6
Total cost for 2B3P bungalows (NDSS) | [5 empty] | 211262.4
2 bed 4 person House (constructed as semi detached pair) | Quantity | Unit | Rate | Total | No of units | Total
Substructures
Traditional strip foundation and lowest floor construction (expressed as GIFA) | 70.1 | m2 | 125 | 8762.5 | 4 | 35050
Superstructures
Superstructures | 70.1 | m2 | 739 | 51803.9 | 4 | 207215.6
Total cost for 2B4P Houses (Non NDSS) | [5 empty] | 242265.6
2 bed 4 person House (constructed as semi detached pair) | Quantity | Unit | Rate | Total | No of units | Total
Substructures
Traditional strip foundation and lowest floor construction (expressed as GIFA) | 80.1 | m2 | 125 | 10012.5 | 2 | 20025
Superstructures
Superstructures | 80.1 | m2 | 613 | 49101.3 | 2 | 98202.6
Total cost for 2B4P Houses (NDSS) | [5 empty] | 118227.6
3 bed 5 person House (constructed as semi detached pair) | Quantity | Unit | Rate | Total | No of units | Total
Substructures
Traditional strip foundation and lowest floor construction (expressed as GIFA) | 84.7 | m2 | 125 | 10587.5 | 4 | 42350
Superstructures
Superstructures | 84.7 | m2 | 686 | 58104.2 | 4 | 232416.8
Total cost for 3B5P Houses (Non NDSS) | [5 empty] | 274766.8
3 bed 5 person House (constructed as semi detached pair) | Quantity | Unit | Rate | Total | No of units | Total
Substructures
Traditional strip foundation and lowest floor construction (expressed as GIFA) | 93.7 | m2 | 125 | 11712.5 | 2 | 23425
Superstructures
Superstructures | 93.7 | m2 | 645 | 60436.5 | 2 | 120873
Total cost for 3B5P Houses (NDSS) | [5 empty] | 144298
4 bed 6 person House (constructed as semi detached pair) | Quantity | Unit | Rate | Total | No of units | Total
Substructures
Traditional strip foundation and lowest floor construction (expressed as GIFA) | 97.9 | m2 | 125 | 12237.5 | 2 | 24475
Superstructures
Superstructures | 97.9 | m2 | 611 | 59816.9 | 2 | 119633.8
Total cost for 4B6P Houses (Non NDSS) | [5 empty] | 144108.8
4 bed 6 person House (constructed as semi detached pair) | Quantity | Unit | Rate | Total | No of units | Total
Substructures
Traditional strip foundation and lowest floor construction (expressed as GIFA) | 108.5 | m2 | 125 | 13562.5 | 2 | 27125
Superstructures
Superstructures | 108.5 | m2 | 573 | 62170.5 | 2 | 124341
Total cost for 4B6P Houses (NDSS) | [5 empty] | 151466
EXTERNAL WORKS | Quantity | Unit | Rate | Total
Site Preparation Works
Site Clearance (assume 300mm deep inert to landfil) | 4922 | m² | 15 | 73830
Preparatory Groundworks | 4922 | m² | 10 | 49220
Roads, Paths, Pavings and Surfacings
Adopted Road (black tarmac) including all kerbs and dropped kerbs | 575 | m² | 155 | 89125
Adopted footpath 2m wide (black tarmac) including all edgings | 0 | m² | 0 | 0
Adopted footpath 400mm wide (black tarmac) including all edgings | 84 | m² | 95 | 7980
Non Adopted Parking Space (black tarmac) | 441 | m² | 110 | 48510
PCC concrete paving 600x600mm (PC sum £30/m2 supply) incl edgings | 541 | m² | 85 | 45985
Soft Landscaping, Planting and Irrigation Systems
Turf and topsoil (300mm deep) | 1795 | m² | 40 | 71800
External Planting | 449 | m² | 55 | 24695
Plot timber gates | 20 | no | 175 | 3500
1800mm high close boarded timber fencing, concrete gravel boards and post | 307 | lm | 65 | 19955
2100mm high close boarded timber fencing, concrete gravel boards and post | 276 | lm | 75 | 20700
External Drainage
Site wide Surface Water and Foul Water Drainage | 1 | item | 70000 | 70000 | PROV SUM
Plot drainage | 20 | item | 3000 | 60000
Land Drainage | 1 | item | 5000 | 5000 | PROV SUM
External Services
Water Mains Supply | 1 | item | 20000 | 20000 | PROV SUM
Electricity Mains Supply | 1 | item | 15000 | 15000 | PROV SUM
Gas Mains Supply | 1 | item | 20000 | 20000 | PROV SUM
Telecommunications and other Communication System Connections | 1 | item | 7000 | 7000 | PROV SUM
External Street Lighting Systems | 1 | item | 10000 | 10000 | PROV SUM
Builder's Work In Connection with External Services | 1 | item | 5000 | 5000 | PROV SUM
Total cost for External Works | [5 empty] | 667300
SUMMARY | [5 empty] | TOTAL COST
Preliminaries | [5 empty] | 432192.968
Substructure | [5 empty] | 210638.8
Superstructure | [5 empty] | 1075756.4
External Works | [5 empty] | 667300
Post Contract Design Fees at say 3% | [5 empty] | 71576.645
OH&P | [5 empty] | 147447.8888
TOTAL GREENFIELD SITE COST FOR 20 AFFORDABLE RENT UNITS IN TRADITIONAL CONSTRUCTION | [5 empty] | 2604912.7018
INNOVATION CHAIN NORTH
Framework of New build Construction Contractors 2020
PRICING SCHEDULE
TENDERER'S NAME | CARROLL BUILD
LOW VALUE LOT L1
TIMBER FRAME CONSTRUCTION
LOCATION | Greater Manchester and Merseyside
Virtual Project Scenario
Nature of project | New Build Affordable Rent Units |  |  | 20 no
Size (m2) and Mix (no) of units | 61.2 | 2B3P Bungalow |  | 4 | 244.8 | Type F
| 70.1 | 2B4P House |  | 4 | 280.4 | Type A
| 80.1 | 2B4P House |  | 2 | 160.2 | Type B
| 84.7 | 3B5P House |  | 4 | 338.8 | Type G
| 93.7 | 3B5P House |  | 2 | 187.4 | Type E
| 97.9 | 4B6P House |  | 2 | 195.8 | Type C
| 108.5 | 4B6P House |  | 2 | 217 | Type D
GIFA (m2) | 1624.4
Site Access | Good access direct from main road network
Vandalism risk | High risk - CCTV required with security guard nights and weekends
Length of Contract | 40 | working weeks
Base Date / Commencement Date | 31st January 2020
Form of Contract | JCT design and build 2016 with ICN Amendments
Pricing schedule notes and guidance
1. All rates submitted should be as outlined in the RICS NRM2 Preliminaries (Main Contract)
2. Accommodation and welfare provisions shall be in strict accordance with the CDM Regulations 2015
3. All rates submitted will be applied and used as a basis for the future negotiation of Fixed Price Contracts for all projects within the aforementioned LOT for the full duration of the Framework Agreement. Annual inflationary increases will be applied from the commencement date of the framework and shall be in accordance with BCIS Tender Price Indices or as evidenced to the satisfaction of the instructing client.
4. All items listed below may not be specifically required on every individual project within this LOT. For the purposes of the evaluation each individual item shall be priced or, if included within another item, annotated accordingly identifying which item it is included within. ICN reserves the right to reject any priced schedules submitted with a tender which includes only summary costs or totals which are not fully completed.
5. Should the tenderer deem that a member of the Site Staff and Supervision team will not be required full time on projects within this LOT then the weekly rate shall be adjusted accordingly not the number of weeks. Consideration should be given that the rates inserted will be fixed for future AMP agreements (only subject to inflationary increases as noted above)
6. None of the measured quantities or descriptions are to be altered, all tendering bids are to be based upon a fixed price schedule for consistency.
7. Preliminaries are to be based on the contract period stated above based on traditional masonry construction. Each item is to be priced based on the relevant contract period. The period stated are for time on site and exclude lead in periods for discharge of pre-start planning conditions. Any other pre-start time costs should be included in the preliminaries. Any items not priced will be deemed not to be required on projects of a similar nature within the afoementioned LOT value range for the duration of the Framework Agreement.
8. Tenderers should allow the percentage for profit and corporate overhead [contractors margin] and these are to include: Contractors profit on net costs. Contracting companies corporate operating overheads on net costs which include cost of premises, employment of non site based staff [with the exception of visiting contract surveyors and construction manager] including estimators, customer care teams, business development managers, buyers, planners, resource, scheduling and programmers, directors and heads of departments, accounts, legal, financing, property costs, administration, IT, human resources, telecoms, transport and vehicles, corporate charges. All contractors contributions to Group overheads [where applicable]
9. The tenderer is to assume Fabric First construction to meet current Building Regulations with no renewables
10. The tenderer should note that non completion of one schedule will not be a compliant tender - both timber frame and traditional need to be completed
11. The tenderer shall complete the pricing schedule based upon the Affordable Rent specification and Standard House Type layouts (as included within the tender documentation) excluding all abnormal costs.
12. The tenderer shall allow for any cranage and associated works within the timber frame superstructures rate not the preliminaries schedule.
Preliminaries | Quantity | Unit | Rate | Total | Notes
Project specific management and Staff
Project Manager | 40 | weeks | 131.538 | 5261.52
Contracts Manager | 40 | weeks | 219.23 | 8769.2
Site Engineer | 40 | weeks | 54.8075 | 2192.3
Site Manager | 40 | weeks | 983.08 | 39323.2
Finishing Foreman / Assistant Site Manager | 40 | weeks | 577.677 | 23107.08
Labourer (including at handover) | 40 | weeks | 641.93 | 25677.2
Quantity Surveying /Commercial Management | 40 | weeks | 354.024 | 14160.96
Planner | 40 | weeks | 54.8075 | 2192.3
Health & Safety Officer | 40 | weeks | 131.54 | 5261.6
Site establishment
Delivery of temp accomodation to site and removal on completion | 1 | Item | 1760 | 1760
Site office (inc furniture) | 40 | weeks | 50 | 2000
Meeting room (inc furniture) | 40 | weeks | 35 | 1400
Canteens and Kitchens | 40 | weeks | 50 | 2000
Drying room | 40 | weeks | 25 | 1000
Toilets and washrooms | 40 | weeks | 55 | 2200
Secure stores | 40 | weeks | 30 | 1200
Telephones and Photocopiers (connection and charges) | 40 | weeks | 7.5 | 300
IT systems with email and internet capability | 40 | weeks | 35 | 1400
Consumables and services associated with site accommodation | 40 | weeks | 25 | 1000
Fire points and fire fighting equipment | 1 | Item | 572 | 572
Main Contractor's Signboard | 1 | Item | 750 | 750
Client/Homes England signboard; production, installation and removal (as ER's) | 1 | Item | 750 | 750
Cleaning
Site cleaning | 40 | weeks | 20 | 800
Site set up
Tarmac and hardcored compound area | 1 | item | 3300 | 3300
Temporary roads including demarcation for safe pedestrian and vehicular routes | 1 | item | 0 | 0
Temproary fencing to compound area | 1 | item | 950 | 950
Temporary security fencing to site perimeter | 1 | item | 9000 | 9000
Removal of compound on completion; reinstatement | 1 | item | 4800 | 4800
Temp Services incl all connections, disconnections and usage
Water supply | 40 | weeks | 25 | 1000
Gas Supply | 40 | weeks | 0 | 0
Electric supply, Lighting and power | 40 | weeks | 35 | 1400
Drainage | 40 | weeks | 15 | 600
Security
Night watchman | 40 | weeks | 1116 | 44640
Pedestrian gates | 1 | item | 450 | 450
Vehicular gates | 1 | item | 885 | 885
CCTV cameras set up costs | 1 | item | 0 | 0
CCTV weekly charge | 40 | weeks | 175 | 7000
Material distribution
Forklift and driver | 20 | weeks | 912 | 18240
Site plant
Small Dumper | 20 | weeks | 0 | 0
Mixer | 20 | weeks | 0 | 0
Road Sweeper including driver and fuel | 20 | weeks | 300 | 6000
Excavator / mini digger including driver and fuel | 20 | weeks | 0 | 0
Small tools and equiptment | 20 | weeks | 25 | 500
Health and Safety
1st aid kit | 1 | item | 48 | 48
Health and safety site visits | 1 | item | 0 | 0
Falling from heights | 1 | item | 0 | 0
Scaffolding
External scaffolding including mat | 1 | item | 52914 | 52914
Adaption of Scaffolding | 1 | item | 1587 | 1587
Internal Scaffolding | 1 | item | 11846 | 11846
Fees and charges
Specialist site survey and level survey | 1 | item | 350 | 350
As built drawings and manuals | 1 | item | 950 | 950
CDM regulations and health and safety plan | 1 | item | 0 | 0
Considerate constructors scheme | 1 | item | 520 | 520
SAP calculations and energy performance certificates | 1 | item | 1400 | 1400
Robust details | 1 | item | 792 | 792
Building Control Fees | 1 | item | 4400 | 4400
Planning Condition Discharge Fees | 1 | item | 1875 | 1875 | tenderer to assume there are 15 conditions requiring discharge
Adoption Agreements for Section 278, 104 and 38 Agreements | 1 | item | 27000 | 27000 | tenderer to assume road and sewers on virtual plan to be adopted
NHBC (or equivalent) 12 year structural warranty cover | 1 | item | 16157 | 16157 | tenderer not to include for insolvency cover
Testing and reports
Methane and radon testing and reports | 1 | item | 800 | 800
Concrete testing and reports | 1 | item | 500 | 500
Dilapidation Surveys | 1 | Item | 1100 | 1100
Sound testing | 1 | item | 500 | 500
Air pressure tests | 1 | item | 1400 | 1400
Handover costs
Snagging costs | 1 | item | 0 | 0
Contract cleaners | 1 | item | 1650 | 1650
Clean to external areas | 1 | item | 1100 | 1100
Skips | 2 | no | 250 | 500
Lorry and tipping charges | 1 | item | 450 | 450
Resident handover packs | 20 | no | 65 | 1300
Insurances and Guarantees
Project specific Insurance | 1 | Item | 0 | 0
6.5.1 Insurance | 1 | Item | 0 | 0
Performance bond / parent company guarantee / insolvency cover |  |  |  | NIL | Contractor to indicate on Supplier Questionnaire
Maintenance period
Defects/Maintenance to dwelling | 20 | no | 45 | 900
External areas - paths, paving and adopted areas | 1 | item | 0 | 0
Landscaped areas | 1 | item | 0 | 0
Total of preliminaries |  |  |  | 371881.36
Total of preliminaries expressed as a weekly cost |  |  |  | 9297.034
Overheads and Profit
Corporate overheads (expressed as a %) |  |  |  | 3%
Profit (expressed as a %) |  |  |  | 3%
Overheads and Profit Total |  |  |  | 6%
Construction Costs
2 bed 3 person Bungalow (constructed as detached unit) | Quantity | Unit | Rate | Total | No of units | Total
Substructures
Traditional strip foundation and lowest floor construction | 61.2 | m2 | 156 | 9547.2 | 4 | 38188.8
Superstructures
Superstructures | 61.2 | m2 | 734 | 44920.8 | 4 | 179683.2
Total cost for 2B3P bungalows (NDSS) | [5 empty] | 217872
2 bed 4 person House (constructed as semi detached pair) | Quantity | Unit | Rate | Total | No of units | Total
Substructures
Traditional strip foundation and lowest floor construction (expressed as GIFA) | 70.1 | m2 | 125 | 8762.5 | 4 | 35050
Superstructures
Superstructures | 70.1 | m2 | 723 | 50682.3 | 4 | 202729.2
Total cost for 2B4P Houses (Non NDSS) | [5 empty] | 237779.2
2 bed 4 person House (constructed as semi detached pair) | Quantity | Unit | Rate | Total | No of units | Total
Substructures
Traditional strip foundation and lowest floor construction (expressed as GIFA) | 80.1 | m2 | 125 | 10012.5 | 2 | 20025
Superstructures
Superstructures | 80.1 | m2 | 603 | 48300.3 | 2 | 96600.6
Total cost for 2B4P Houses (NDSS) | [5 empty] | 116625.6
3 bed 5 person House (constructed as semi detached pair) | Quantity | Unit | Rate | Total | No of units | Total
Substructures
Traditional strip foundation and lowest floor construction (expressed as GIFA) | 84.7 | m2 | 125 | 10587.5 | 4 | 42350
Superstructures
Superstructures | 84.7 | m2 | 675 | 57172.5 | 4 | 228690
Total cost for 3B5P Houses (Non NDSS) | [5 empty] | 271040
3 bed 5 person House (constructed as semi detached pair) | Quantity | Unit | Rate | Total | No of units | Total
Substructures
Traditional strip foundation and lowest floor construction (expressed as GIFA) | 93.7 | m2 | 125 | 11712.5 | 2 | 23425
Superstructures
Superstructures | 93.7 | m2 | 645 | 60436.5 | 2 | 120873
Total cost for 3B5P Houses (NDSS) | [5 empty] | 144298
4 bed 6 person House (constructed as semi detached pair) | Quantity | Unit | Rate | Total | No of units | Total
Substructures
Traditional strip foundation and lowest floor construction (expressed as GIFA) | 97.9 | m2 | 125 | 12237.5 | 2 | 24475
Superstructures
Superstructures | 97.9 | m2 | 605 | 59229.5 | 2 | 118459
Total cost for 4B6P Houses (Non NDSS) | [5 empty] | 142934
4 bed 6 person House (constructed as semi detached pair) | Quantity | Unit | Rate | Total | No of units | Total
Substructures
Traditional strip foundation and lowest floor construction (expressed as GIFA) | 108.5 | m2 | 125 | 13562.5 | 2 | 27125
Superstructures
Superstructures | 108.5 | m2 | 570 | 61845 | 2 | 123690
Total cost for 4B6P Houses (NDSS) | [5 empty] | 150815
EXTERNAL WORKS | Quantity | Unit | Rate | Total
Site Preparation Works
Site Clearance (assume 300mm deep inert to landfil) | 4922 | m² | 15 | 73830
Preparatory Groundworks | 4922 | m² | 10 | 49220
Roads, Paths, Pavings and Surfacings
Adopted Road (black tarmac) including all kerbs and dropped kerbs | 575 | m² | 155 | 89125
Adopted footpath 2m wide (black tarmac) including all edgings | 0 | m² | 0 | 0
Adopted footpath 400mm wide (black tarmac) including all edgings | 84 | m² | 95 | 7980
Non Adopted Parking Space (black tarmac) | 441 | m² | 110 | 48510
PCC concrete paving 600x600mm (PC sum £30/m2 supply) incl edgings | 541 | m² | 85 | 45985
Soft Landscaping, Planting and Irrigation Systems
Turf and topsoil (300mm deep) | 1795 | m² | 40 | 71800
External Planting | 449 | m² | 55 | 24695
Plot timber gates | 20 | no | 175 | 3500
1800mm high close boarded timber fencing, concrete gravel boards and post | 307 | lm | 65 | 19955
2100mm high close boarded timber fencing, concrete gravel boards and post | 276 | lm | 75 | 20700
External Drainage
Site wide Surface Water and Foul Water Drainage | 1 | item | 70000 | 70000 | PROV SUM
Plot drainage | 20 | no | 3000 | 60000
Land Drainage | 1 | item | 5000 | 5000 | PROV SUM
External Services
Water Mains Supply | 1 | item | 20000 | 20000 | PROV SUM
Electricity Mains Supply | 1 | item | 15000 | 15000 | PROV SUM
Gas Mains Supply | 1 | item | 20000 | 20000 | PROV SUM
Telecommunications and other Communication System Connections | 1 | item | 7000 | 7000 | PROV SUM
External Street Lighting Systems | 1 | item | 10000 | 10000 | PROV SUM
Builder's Work In Connection with External Services | 1 | item | 5000 | 5000 | PROV SUM
Total cost for External Works | [5 empty] | 667300
SUMMARY | [5 empty] | TOTAL COST
Preliminaries | [5 empty] | 371881.36
Substructure | [5 empty] | 210638.8
Superstructure | [5 empty] | 1070725
External Works | [5 empty] | 667300
Post Contract Design Fees at say 3% | [5 empty] | 69616.3548
OHP | [5 empty] | 143409.6909
TOTAL GREENFIELD SITE COST FOR 20 AFFORDABLE RENT UNITS IN TIMBER FRAME CONSTRUCTION | [5 empty] | 2533571.2057
FINAL SUMMARY
TOTAL GREENFIELD SITE COST FOR 20 AFFORDABLE RENT UNITS IN TRADITIONAL CONSTRUCTION | [5 empty] | 2604912.7018
TOTAL GREENFIELD SITE COST FOR 20 AFFORDABLE RENT UNITS IN TIMBER FRAME CONSTRUCTION | [5 empty] | 2533571.2057
TOTAL COMBINED SITE COST FOR 20 AFFORDABLE RENT UNITS IN TIMBER FRAME CONSTRUCTION AND 20 UNITS IN TRADITIONAL CONSTRUCTION | [5 empty] | 5138483.9075

## Low val Lot 2
INNOVATION CHAIN NORTH
Framework of New build Construction Contractors 2020
PRICING SCHEDULE
TENDERER'S NAME | CARROLL BUILD
LOW VALUE LOT L2
TRADITIONAL CONSTRUCTION
LOCATION | Cheshire, Derbyshire West, Staffordshire
Virtual Project Scenario
Nature of project | New Build Affordable Rent Units |  |  | 20 no
Size (m2) and Mix (no) of units | 61.2 | 2B3P Bungalow |  | 4 | 244.8 | Type F | NDSS
| 70.1 | 2B4P House |  | 4 | 280.4 | Type A | Non-NDSS
| 80.1 | 2B4P House |  | 2 | 160.2 | Type B | NDSS
| 84.7 | 3B5P House |  | 4 | 338.8 | Type G | Non-NDSS
| 93.7 | 3B5P House |  | 2 | 187.4 | Type E | NDSS
| 97.9 | 4B6P House |  | 2 | 195.8 | Type C | Non-NDSS
| 108.5 | 4B6P House |  | 2 | 217 | Type D | NDSS
GIFA (m2) | 1624.4
Site Access | Good access direct from main adopted road network
Vandalism risk | High risk - CCTV required with security guard nights and weekends
Length of Contract | 52 | working weeks
Base Date / Commencement Date | 31st January 2020
Form of Contract | JCT Design and Build 2016 with ICN Amendments
Pricing schedule notes and guidance
1. All rates submitted should be as outlined in the RICS NRM2 Preliminaries (Main Contract)
2. Accommodation and welfare provisions shall be in strict accordance with the CDM Regulations 2015
3. All rates submitted will be applied and used as a basis for the future negotiation of Fixed Price Contracts for all projects within the aforementioned LOT for the full duration of the Framework Agreement. Annual inflationary increases will be applied from the commencement date of the framework and shall be in accordance with BCIS Tender Price Indices or as evidenced to the satisfaction of the instructing client.
4. All items listed below may not be specifically required on every individual project within this LOT. For the purposes of the evaluation each individual item shall be priced or, if included within another item, annotated accordingly identifying which item it is included within. ICN reserves the right to reject any priced schedules submitted with a tender which includes only summary costs or totals which are not fully completed.
5. Should the tenderer deem that a member of the Site Staff and Supervision team will not be required full time on projects within this LOT then the weekly rate shall be adjusted accordingly not the number of weeks. Consideration should be given that the rates inserted will be fixed for future AMP agreements (only subject to inflationary increases as noted above)
6. None of the measured quantities or descriptions are to be altered, all tendering bids are to be based upon a fixed price schedule for consistency.
7. Preliminaries are to be based on the contract period stated above based on traditional masonry construction. Each item is to be priced based on the relevant contract period. The period stated are for time on site and exclude lead in periods for discharge of pre-start planning conditions. Any other pre-start time costs should be included in the preliminaries. Any items not priced will be deemed not to be required on projects of a similar nature within the afoementioned LOT value range for the duration of the Framework Agreement.
8. Tenderers should allow the percentage for profit and corporate overhead [contractors margin] and these are to include: Contractors profit on net costs. Contracting companies corporate operating overheads on net costs which include cost of premises, employment of non site based staff [with the exception of visiting contract surveyors and construction manager] including estimators, customer care teams, business development managers, buyers, planners, resource, scheduling and programmers, directors and heads of departments, accounts, legal, financing, property costs, administration, IT, human resources, telecoms, transport and vehicles, corporate charges. All contractors contributions to Group overheads [where applicable]
9. The tenderer is to assume Fabric First construction to meet current Building Regulations with no renewables
10. The tenderer should note that non completion of one schedule will not be a compliant tender - both timber frame and traditional need to be completed
11. The tenderer shall complete the pricing schedule based upon the Affordable Rent specification and Standard House Type layouts (as included within the tender documentation) excluding all abnormal costs.
Preliminaries | Quantity | Unit | Rate | Total | Notes
Project specific management and Staff
Project Manager | 52 | weeks | 131.538 | 6839.976 | 0.5 day / week
Contracts Manager | 52 | weeks | 219.23 | 11399.96 | 1 day / week
Site Engineer | 52 | weeks | 54.8075 | 2849.99 | 1 visit / month
Site Manager | 52 | weeks | 831.8369 | 43255.52
Finishing Foreman / Assistant Site Manager | 52 | weeks | 407.772 | 21204.144 | Not required for ful duration. 31 weeks allowed
Labourer (including at handover) | 52 | weeks | 518.4819 | 26961.06
Quantity Surveying / Commercial Management | 52 | weeks | 354.024 | 18409.248
Planner | 52 | weeks | 54.8075 | 2849.99
Health & Safety Officer | 52 | weeks | 131.54 | 6840.08
Site establishment
Delivery of temp accomodation to site and removal on completion | 1 | Item | 1760 | 1760
Site office (inc furniture) | 52 | weeks | 50 | 2600
Meeting room (inc furniture) | 52 | weeks | 35 | 1820
Canteens and Kitchens | 52 | weeks | 50 | 2600
Drying room | 52 | weeks | 25 | 1300
Toilets and washrooms | 52 | weeks | 55 | 2860
Secure stores | 52 | weeks | 30 | 1560
Telephones and Photocopiers (connection and charges) | 52 | weeks | 7.5 | 390
IT systems with email and internet capability | 52 | weeks | 35 | 1820
Consumables and services associated with site accommodation | 52 | weeks | 25 | 1300
Fire points and fire fighting equipment | 1 | Item | 572 | 572
Main Contractor's Signboard | 1 | Item | 750 | 750
Client/Homes England signboard; production, installation and removal (as ER's) | 1 | Item | 750 | 750
Cleaning
Site cleaning | 52 | weeks | 20 | 1040
Site set up
Tarmac and hardcore compound area | 1 | item | 3300 | 3300 | Based on area < 100M2
Temporary roads incl demarcation for safe pedestrian and vehicular routes | 1 | item | 0 | 0 | Would use new access road as main route
Temproary fencing to compound area | 1 | item | 950 | 950
Temporary security fencing to site perimeter | 1 | item | 9000 | 9000 | Based on 300M
Removal of compound on completion; reinstatement | 1 | item | 4800 | 4800 | Assume soil & turf
Temp Services incl all connections, disconnections and usage
Water supply | 52 | weeks | 25 | 1300 | Assummed to site office
Gas Supply | 52 | weeks | 0 | 0 | Would not have this item
Electric supply, Lighting and power | 52 | weeks | 35 | 1820
Drainage | 52 | weeks | 15 | 780
Security
Night watchman | 52 | weeks | 1116 | 58032 | Allows for 40 weeks
Pedestrian gates | 1 | item | 450 | 450 | 2Nr
Vehicular gates | 1 | item | 885 | 885
CCTV cameras set up costs | 1 | item | 0 | 0 | Incl in weekly rate
CCTV weekly charge | 52 | weeks | 175 | 9100
Material distribution
Forklift and driver | 26 | weeks | 912 | 23712
Site plant
Small Dumper | 26 | weeks | 0 | 0 | Incl in Groundworks
Mixer | 26 | weeks | 0 | 0 | Incl in Brickwork
Road Sweeper including driver and fuel | 26 | weeks | 300 | 7800 | Allow 2 visits per week
Excavator / mini digger including driver and fuel | 26 | weeks | 0 | 0 | Incl in Groundworks
Small tools and equiptment | 26 | weeks | 25 | 650 | Minimal, most Suncontractors Supply own tools
Health and Safety
1st aid kit | 1 | item | 48 | 48
Health and safety site visits | 1 | item | 0 | 0 | Incl above with H&S Officer
Falling from heights | 1 | item | 0 | 0 | Cost inc below Internal Scaff
Scaffolding
External scaffolding including mat | 1 | item | 56954 | 56954
Adaption of Scaffolding | 1 | item | 2848 | 2848
Internal Scaffolding | 1 | item | 24388 | 24388
Fees and charges
Specialist site survey and level survey | 1 | item | 350 | 350
As built drawings and manuals | 1 | item | 950 | 950 | Admin Costs & disbursements based on Electronic file prepared
CDM regulations and health and safety plan | 1 | item | 0 | 0 | Incl above with H&S Officer
Considerate constructors scheme | 1 | item | 520 | 520
SAP calculations and energy performance certificates | 1 | item | 1400 | 1400
Robust details | 1 | item | 792 | 792
Building Control Fees | 1 | item | 4400 | 4400
Planning Condition Discharge Fees | 15 | no | 125 | 1875 | tenderer to assume there are 15 conditions requiring discharge
Adoption Agreements for Section 278, 104 and 38 Agreements | 1 | item | 27000 | 27000 | tenderer to assume road and sewers on virtual plan to be adopted
NHBC (or equivalent) 12 year structural warranty cover | 1 | item | 16157 | 16157 | tenderer not to include for insolvency cover
Testing and reports
Methane and radon testing and reports | 1 | item | 800 | 800
Concrete testing and reports | 1 | item | 500 | 500
Dilapidation Surveys | 1 | Item | 1100 | 1100
Sound testing | 1 | item | 500 | 500
Air pressure tests | 1 | item | 1400 | 1400
Handover costs
Snagging costs / inspections | 1 | item | 0 | 0 | Would be undertaken bt site managers, cost inc previous
Contract cleaners | 1 | item | 1650 | 1650
Clean to external areas | 1 | item | 1100 | 1100
Skips | 2 | no | 250 | 500
Lorry and tipping charges | 1 | item | 450 | 450 | Price per 1 trip
Resident handover packs | 20 | no | 65 | 1300 | Admin Costs & disbursements based on paper docs prepared
Insurances and Guarantees
Project specific Insurances | 1 | Item | 0 | 0 | Incl in Overhead
6.5.1 Insurance | 1 | Item | 0 | 0 | Incl in Overhead
Performance bond / parent company guarantee / insolvency cover |  |  |  | NIL | Contractor to indicate on Supplier Questionnaire
Maintenance period
Defects / Maintenance to dwellings | 20 | no | 45 | 900
External areas - paths, paving and adopted areas | 1 | item | 0 | 0 | Cost included by groundworker in retention
Landscaped areas | 1 | item | 0 | 0 | Cost included by Landscaper
Total of preliminaries |  |  |  | 432192.968
Total of preliminaries expressed as a weekly cost |  |  |  | 8311.4032
Overheads and Profit
Corporate overheads (expressed as a %) |  |  |  | 3%
Profit (expressed as a %) |  |  |  | 3%
Overheads and Profit Total |  |  |  | 6%
Construction Costs
2 bed 3 person Bungalow (constructed as detached unit) | Quantity | Unit | Rate | Total | No of units | Total
Substructures
Traditional strip foundation and lowest floor construction | 61.2 | m2 | 156 | 9547.2 | 4 | 38188.8
Superstructures
Superstructures | 61.2 | m2 | 707 | 43268.4 | 4 | 173073.6
Total cost for 2B3P bungalows (NDSS) | [5 empty] | 211262.4
2 bed 4 person House (constructed as semi detached pair) | Quantity | Unit | Rate | Total | No of units | Total
Substructures
Traditional strip foundation and lowest floor construction (expressed as GIFA) | 70.1 | m2 | 125 | 8762.5 | 4 | 35050
Superstructures
Superstructures | 70.1 | m2 | 739 | 51803.9 | 4 | 207215.6
Total cost for 2B4P Houses (Non NDSS) | [5 empty] | 242265.6
2 bed 4 person House (constructed as semi detached pair) | Quantity | Unit | Rate | Total | No of units | Total
Substructures
Traditional strip foundation and lowest floor construction (expressed as GIFA) | 80.1 | m2 | 125 | 10012.5 | 2 | 20025
Superstructures
Superstructures | 80.1 | m2 | 613 | 49101.3 | 2 | 98202.6
Total cost for 2B4P Houses (NDSS) | [5 empty] | 118227.6
3 bed 5 person House (constructed as semi detached pair) | Quantity | Unit | Rate | Total | No of units | Total
Substructures
Traditional strip foundation and lowest floor construction (expressed as GIFA) | 84.7 | m2 | 125 | 10587.5 | 4 | 42350
Superstructures
Superstructures | 84.7 | m2 | 686 | 58104.2 | 4 | 232416.8
Total cost for 3B5P Houses (Non NDSS) | [5 empty] | 274766.8
3 bed 5 person House (constructed as semi detached pair) | Quantity | Unit | Rate | Total | No of units | Total
Substructures
Traditional strip foundation and lowest floor construction (expressed as GIFA) | 93.7 | m2 | 125 | 11712.5 | 2 | 23425
Superstructures
Superstructures | 93.7 | m2 | 645 | 60436.5 | 2 | 120873
Total cost for 3B5P Houses (NDSS) | [5 empty] | 144298
4 bed 6 person House (constructed as semi detached pair) | Quantity | Unit | Rate | Total | No of units | Total
Substructures
Traditional strip foundation and lowest floor construction (expressed as GIFA) | 97.9 | m2 | 125 | 12237.5 | 2 | 24475
Superstructures
Superstructures | 97.9 | m2 | 611 | 59816.9 | 2 | 119633.8
Total cost for 4B6P Houses (Non NDSS) | [5 empty] | 144108.8
4 bed 6 person House (constructed as semi detached pair) | Quantity | Unit | Rate | Total | No of units | Total
Substructures
Traditional strip foundation and lowest floor construction (expressed as GIFA) | 108.5 | m2 | 125 | 13562.5 | 2 | 27125
Superstructures
Superstructures | 108.5 | m2 | 573 | 62170.5 | 2 | 124341
Total cost for 4B6P Houses (NDSS) | [5 empty] | 151466
EXTERNAL WORKS | Quantity | Unit | Rate | Total
Site Preparation Works
Site Clearance (assume 300mm deep inert to landfil) | 4922 | m² | 15 | 73830
Preparatory Groundworks | 4922 | m² | 10 | 49220
Roads, Paths, Pavings and Surfacings
Adopted Road (black tarmac) including all kerbs and dropped kerbs | 575 | m² | 155 | 89125
Adopted footpath 2m wide (black tarmac) including all edgings | 0 | m² | 0 | 0
Adopted footpath 400mm wide (black tarmac) including all edgings | 84 | m² | 95 | 7980
Non Adopted Parking Space (black tarmac) | 441 | m² | 110 | 48510
PCC concrete paving 600x600mm (PC sum £30/m2 supply) incl edgings | 541 | m² | 85 | 45985
Soft Landscaping, Planting and Irrigation Systems
Turf and topsoil (300mm deep) | 1795 | m² | 40 | 71800
External Planting | 449 | m² | 55 | 24695
Plot timber gates | 20 | no | 175 | 3500
1800mm high close boarded timber fencing, concrete gravel boards and post | 307 | lm | 65 | 19955
2100mm high close boarded timber fencing, concrete gravel boards and post | 276 | lm | 75 | 20700
External Drainage
Site wide Surface Water and Foul Water Drainage | 1 | item | 70000 | 70000 | PROV SUM
Plot drainage | 20 | item | 3000 | 60000
Land Drainage | 1 | item | 5000 | 5000 | PROV SUM
External Services
Water Mains Supply | 1 | item | 20000 | 20000 | PROV SUM
Electricity Mains Supply | 1 | item | 15000 | 15000 | PROV SUM
Gas Mains Supply | 1 | item | 20000 | 20000 | PROV SUM
Telecommunications and other Communication System Connections | 1 | item | 7000 | 7000 | PROV SUM
External Street Lighting Systems | 1 | item | 10000 | 10000 | PROV SUM
Builder's Work In Connection with External Services | 1 | item | 5000 | 5000 | PROV SUM
Total cost for External Works | [5 empty] | 667300
SUMMARY | [5 empty] | TOTAL COST
Preliminaries | [5 empty] | 432192.968
Substructure | [5 empty] | 210638.8
Superstructure | [5 empty] | 1075756.4
External Works | [5 empty] | 667300
Post Contract Design Fees at say 3% | [5 empty] | 71576.645
OH&P | [5 empty] | 147447.8888
TOTAL GREENFIELD SITE COST FOR 20 AFFORDABLE RENT UNITS IN TRADITIONAL CONSTRUCTION | [5 empty] | 2604912.7018
INNOVATION CHAIN NORTH
Framework of New build Construction Contractors 2020
PRICING SCHEDULE
TENDERER'S NAME | CARROLL BUILD
LOW VALUE LOT L2
TIMBER FRAME CONSTRUCTION
LOCATION | Cheshire, Derbyshire West, Staffordshire
Virtual Project Scenario
Nature of project | New Build Affordable Rent Units |  |  | 20 no
Size (m2) and Mix (no) of units | 61.2 | 2B3P Bungalow |  | 4 | 244.8 | Type F
| 70.1 | 2B4P House |  | 4 | 280.4 | Type A
| 80.1 | 2B4P House |  | 2 | 160.2 | Type B
| 84.7 | 3B5P House |  | 4 | 338.8 | Type G
| 93.7 | 3B5P House |  | 2 | 187.4 | Type E
| 97.9 | 4B6P House |  | 2 | 195.8 | Type C
| 108.5 | 4B6P House |  | 2 | 217 | Type D
GIFA (m2) | 1624.4
Site Access | Good access direct from main road network
Vandalism risk | High risk - CCTV required with security guard nights and weekends
Length of Contract | 40 | working weeks
Base Date / Commencement Date | 31st January 2020
Form of Contract | JCT design and build 2016 with ICN Amendments
Pricing schedule notes and guidance
1. All rates submitted should be as outlined in the RICS NRM2 Preliminaries (Main Contract)
2. Accommodation and welfare provisions shall be in strict accordance with the CDM Regulations 2015
3. All rates submitted will be applied and used as a basis for the future negotiation of Fixed Price Contracts for all projects within the aforementioned LOT for the full duration of the Framework Agreement. Annual inflationary increases will be applied from the commencement date of the framework and shall be in accordance with BCIS Tender Price Indices or as evidenced to the satisfaction of the instructing client.
4. All items listed below may not be specifically required on every individual project within this LOT. For the purposes of the evaluation each individual item shall be priced or, if included within another item, annotated accordingly identifying which item it is included within. ICN reserves the right to reject any priced schedules submitted with a tender which includes only summary costs or totals which are not fully completed.
5. Should the tenderer deem that a member of the Site Staff and Supervision team will not be required full time on projects within this LOT then the weekly rate shall be adjusted accordingly not the number of weeks. Consideration should be given that the rates inserted will be fixed for future AMP agreements (only subject to inflationary increases as noted above)
6. None of the measured quantities or descriptions are to be altered, all tendering bids are to be based upon a fixed price schedule for consistency.
7. Preliminaries are to be based on the contract period stated above based on traditional masonry construction. Each item is to be priced based on the relevant contract period. The period stated are for time on site and exclude lead in periods for discharge of pre-start planning conditions. Any other pre-start time costs should be included in the preliminaries. Any items not priced will be deemed not to be required on projects of a similar nature within the afoementioned LOT value range for the duration of the Framework Agreement.
8. Tenderers should allow the percentage for profit and corporate overhead [contractors margin] and these are to include: Contractors profit on net costs. Contracting companies corporate operating overheads on net costs which include cost of premises, employment of non site based staff [with the exception of visiting contract surveyors and construction manager] including estimators, customer care teams, business development managers, buyers, planners, resource, scheduling and programmers, directors and heads of departments, accounts, legal, financing, property costs, administration, IT, human resources, telecoms, transport and vehicles, corporate charges. All contractors contributions to Group overheads [where applicable]
9. The tenderer is to assume Fabric First construction to meet current Building Regulations with no renewables
10. The tenderer should note that non completion of one schedule will not be a compliant tender - both timber frame and traditional need to be completed
11. The tenderer shall complete the pricing schedule based upon the Affordable Rent specification and Standard House Type layouts (as included within the tender documentation) excluding all abnormal costs.
12. The tenderer shall allow for any cranage and associated works within the timber frame superstructures rate not the preliminaries schedule.
Preliminaries | Quantity | Unit | Rate | Total | Notes
Project specific management and Staff
Project Manager | 40 | weeks | 131.538 | 5261.52
Contracts Manager | 40 | weeks | 219.23 | 8769.2
Site Engineer | 40 | weeks | 54.8075 | 2192.3
Site Manager | 40 | weeks | 983.08 | 39323.2
Finishing Foreman / Assistant Site Manager | 40 | weeks | 577.677 | 23107.08
Labourer (including at handover) | 40 | weeks | 641.93 | 25677.2
Quantity Surveying /Commercial Management | 40 | weeks | 354.024 | 14160.96
Planner | 40 | weeks | 54.8075 | 2192.3
Health & Safety Officer | 40 | weeks | 131.54 | 5261.6
Site establishment
Delivery of temp accomodation to site and removal on completion | 1 | Item | 1760 | 1760
Site office (inc furniture) | 40 | weeks | 50 | 2000
Meeting room (inc furniture) | 40 | weeks | 35 | 1400
Canteens and Kitchens | 40 | weeks | 50 | 2000
Drying room | 40 | weeks | 25 | 1000
Toilets and washrooms | 40 | weeks | 55 | 2200
Secure stores | 40 | weeks | 30 | 1200
Telephones and Photocopiers (connection and charges) | 40 | weeks | 7.5 | 300
IT systems with email and internet capability | 40 | weeks | 35 | 1400
Consumables and services associated with site accommodation | 40 | weeks | 25 | 1000
Fire points and fire fighting equipment | 1 | Item | 572 | 572
Main Contractor's Signboard | 1 | Item | 750 | 750
Client/Homes England signboard; production, installation and removal (as ER's) | 1 | Item | 750 | 750
Cleaning
Site cleaning | 40 | weeks | 20 | 800
Site set up
Tarmac and hardcored compound area | 1 | item | 3300 | 3300
Temporary roads including demarcation for safe pedestrian and vehicular routes | 1 | item | 0 | 0
Temproary fencing to compound area | 1 | item | 950 | 950
Temporary security fencing to site perimeter | 1 | item | 9000 | 9000
Removal of compound on completion; reinstatement | 1 | item | 4800 | 4800
Temp Services incl all connections, disconnections and usage
Water supply | 40 | weeks | 25 | 1000
Gas Supply | 40 | weeks | 0 | 0
Electric supply, Lighting and power | 40 | weeks | 35 | 1400
Drainage | 40 | weeks | 15 | 600
Security
Night watchman | 40 | weeks | 1116 | 44640
Pedestrian gates | 1 | item | 450 | 450
Vehicular gates | 1 | item | 885 | 885
CCTV cameras set up costs | 1 | item | 0 | 0
CCTV weekly charge | 40 | weeks | 175 | 7000
Material distribution
Forklift and driver | 20 | weeks | 912 | 18240
Site plant
Small Dumper | 20 | weeks | 0 | 0
Mixer | 20 | weeks | 0 | 0
Road Sweeper including driver and fuel | 20 | weeks | 300 | 6000
Excavator / mini digger including driver and fuel | 20 | weeks | 0 | 0
Small tools and equiptment | 20 | weeks | 25 | 500
Health and Safety
1st aid kit | 1 | item | 48 | 48
Health and safety site visits | 1 | item | 0 | 0
Falling from heights | 1 | item | 0 | 0
Scaffolding
External scaffolding including mat | 1 | item | 52914 | 52914
Adaption of Scaffolding | 1 | item | 1587 | 1587
Internal Scaffolding | 1 | item | 11846 | 11846
Fees and charges
Specialist site survey and level survey | 1 | item | 350 | 350
As built drawings and manuals | 1 | item | 950 | 950
CDM regulations and health and safety plan | 1 | item | 0 | 0
Considerate constructors scheme | 1 | item | 520 | 520
SAP calculations and energy performance certificates | 1 | item | 1400 | 1400
Robust details | 1 | item | 792 | 792
Building Control Fees | 1 | item | 4400 | 4400
Planning Condition Discharge Fees | 1 | item | 1875 | 1875 | tenderer to assume there are 15 conditions requiring discharge
Adoption Agreements for Section 278, 104 and 38 Agreements | 1 | item | 27000 | 27000 | tenderer to assume road and sewers on virtual plan to be adopted
NHBC (or equivalent) 12 year structural warranty cover | 1 | item | 16157 | 16157 | tenderer not to include for insolvency cover
Testing and reports
Methane and radon testing and reports | 1 | item | 800 | 800
Concrete testing and reports | 1 | item | 500 | 500
Dilapidation Surveys | 1 | Item | 1100 | 1100
Sound testing | 1 | item | 500 | 500
Air pressure tests | 1 | item | 1400 | 1400
Handover costs
Snagging costs | 1 | item | 0 | 0
Contract cleaners | 1 | item | 1650 | 1650
Clean to external areas | 1 | item | 1100 | 1100
Skips | 2 | no | 250 | 500
Lorry and tipping charges | 1 | item | 450 | 450
Resident handover packs | 20 | no | 65 | 1300
Insurances and Guarantees
Project specific Insurance | 1 | Item | 0 | 0
6.5.1 Insurance | 1 | Item | 0 | 0
Performance bond / parent company guarantee / insolvency cover |  |  |  | NIL | Contractor to indicate on Supplier Questionnaire
Maintenance period
Defects/Maintenance to dwelling | 20 | no | 45 | 900
External areas - paths, paving and adopted areas | 1 | item | 0 | 0
Landscaped areas | 1 | item | 0 | 0
Total of preliminaries |  |  |  | 371881.36
Total of preliminaries expressed as a weekly cost |  |  |  | 9297.034
Overheads and Profit
Corporate overheads (expressed as a %) |  |  |  | 3%
Profit (expressed as a %) |  |  |  | 3%
Overheads and Profit Total |  |  |  | 6%
Construction Costs
2 bed 3 person Bungalow (constructed as detached unit) | Quantity | Unit | Rate | Total | No of units | Total
Substructures
Traditional strip foundation and lowest floor construction | 61.2 | m2 | 156 | 9547.2 | 4 | 38188.8
Superstructures
Superstructures | 61.2 | m2 | 734 | 44920.8 | 4 | 179683.2
Total cost for 2B3P bungalows (NDSS) | [5 empty] | 217872
2 bed 4 person House (constructed as semi detached pair) | Quantity | Unit | Rate | Total | No of units | Total
Substructures
Traditional strip foundation and lowest floor construction (expressed as GIFA) | 70.1 | m2 | 125 | 8762.5 | 4 | 35050
Superstructures
Superstructures | 70.1 | m2 | 723 | 50682.3 | 4 | 202729.2
Total cost for 2B4P Houses (Non NDSS) | [5 empty] | 237779.2
2 bed 4 person House (constructed as semi detached pair) | Quantity | Unit | Rate | Total | No of units | Total
Substructures
Traditional strip foundation and lowest floor construction (expressed as GIFA) | 80.1 | m2 | 125 | 10012.5 | 2 | 20025
Superstructures
Superstructures | 80.1 | m2 | 603 | 48300.3 | 2 | 96600.6
Total cost for 2B4P Houses (NDSS) | [5 empty] | 116625.6
3 bed 5 person House (constructed as semi detached pair) | Quantity | Unit | Rate | Total | No of units | Total
Substructures
Traditional strip foundation and lowest floor construction (expressed as GIFA) | 84.7 | m2 | 125 | 10587.5 | 4 | 42350
Superstructures
Superstructures | 84.7 | m2 | 675 | 57172.5 | 4 | 228690
Total cost for 3B5P Houses (Non NDSS) | [5 empty] | 271040
3 bed 5 person House (constructed as semi detached pair) | Quantity | Unit | Rate | Total | No of units | Total
Substructures
Traditional strip foundation and lowest floor construction (expressed as GIFA) | 93.7 | m2 | 125 | 11712.5 | 2 | 23425
Superstructures
Superstructures | 93.7 | m2 | 645 | 60436.5 | 2 | 120873
Total cost for 3B5P Houses (NDSS) | [5 empty] | 144298
4 bed 6 person House (constructed as semi detached pair) | Quantity | Unit | Rate | Total | No of units | Total
Substructures
Traditional strip foundation and lowest floor construction (expressed as GIFA) | 97.9 | m2 | 125 | 12237.5 | 2 | 24475
Superstructures
Superstructures | 97.9 | m2 | 605 | 59229.5 | 2 | 118459
Total cost for 4B6P Houses (Non NDSS) | [5 empty] | 142934
4 bed 6 person House (constructed as semi detached pair) | Quantity | Unit | Rate | Total | No of units | Total
Substructures
Traditional strip foundation and lowest floor construction (expressed as GIFA) | 108.5 | m2 | 125 | 13562.5 | 2 | 27125
Superstructures
Superstructures | 108.5 | m2 | 570 | 61845 | 2 | 123690
Total cost for 4B6P Houses (NDSS) | [5 empty] | 150815
EXTERNAL WORKS | Quantity | Unit | Rate | Total
Site Preparation Works
Site Clearance (assume 300mm deep inert to landfil) | 4922 | m² | 15 | 73830
Preparatory Groundworks | 4922 | m² | 10 | 49220
Roads, Paths, Pavings and Surfacings
Adopted Road (black tarmac) including all kerbs and dropped kerbs | 575 | m² | 155 | 89125
Adopted footpath 2m wide (black tarmac) including all edgings | 0 | m² | 0 | 0
Adopted footpath 400mm wide (black tarmac) including all edgings | 84 | m² | 95 | 7980
Non Adopted Parking Space (black tarmac) | 441 | m² | 110 | 48510
PCC concrete paving 600x600mm (PC sum £30/m2 supply) incl edgings | 541 | m² | 85 | 45985
Soft Landscaping, Planting and Irrigation Systems
Turf and topsoil (300mm deep) | 1795 | m² | 40 | 71800
External Planting | 449 | m² | 55 | 24695
Plot timber gates | 20 | no | 175 | 3500
1800mm high close boarded timber fencing, concrete gravel boards and post | 307 | lm | 65 | 19955
2100mm high close boarded timber fencing, concrete gravel boards and post | 276 | lm | 75 | 20700
External Drainage
Site wide Surface Water and Foul Water Drainage | 1 | item | 70000 | 70000 | PROV SUM
Plot drainage | 20 | no | 3000 | 60000
Land Drainage | 1 | item | 5000 | 5000 | PROV SUM
External Services
Water Mains Supply | 1 | item | 20000 | 20000 | PROV SUM
Electricity Mains Supply | 1 | item | 15000 | 15000 | PROV SUM
Gas Mains Supply | 1 | item | 20000 | 20000 | PROV SUM
Telecommunications and other Communication System Connections | 1 | item | 7000 | 7000 | PROV SUM
External Street Lighting Systems | 1 | item | 10000 | 10000 | PROV SUM
Builder's Work In Connection with External Services | 1 | item | 5000 | 5000 | PROV SUM
Total cost for External Works | [5 empty] | 667300
SUMMARY | [5 empty] | TOTAL COST
Preliminaries | [5 empty] | 371881.36
Substructure | [5 empty] | 210638.8
Superstructure | [5 empty] | 1070725
External Works | [5 empty] | 667300
Post Contract Design Fees at say 3% | [5 empty] | 69616.3548
OHP | [5 empty] | 143409.6909
TOTAL GREENFIELD SITE COST FOR 20 AFFORDABLE RENT UNITS IN TIMBER FRAME CONSTRUCTION | [5 empty] | 2533571.2057
FINAL SUMMARY
TOTAL GREENFIELD SITE COST FOR 20 AFFORDABLE RENT UNITS IN TRADITIONAL CONSTRUCTION | [5 empty] | 2604912.7018
TOTAL GREENFIELD SITE COST FOR 20 AFFORDABLE RENT UNITS IN TIMBER FRAME CONSTRUCTION | [5 empty] | 2533571.2057
TOTAL COMBINED SITE COST FOR 20 AFFORDABLE RENT UNITS IN TIMBER FRAME CONSTRUCTION AND 20 UNITS IN TRADITIONAL CONSTRUCTION | [5 empty] | 5138483.9075

## Low val Lot 3
INNOVATION CHAIN NORTH
Framework of New build Construction Contractors 2020
PRICING SCHEDULE
TENDERER'S NAME | CARROLL BUILD
LOW VALUE LOT L3
TRADITIONAL CONSTRUCTION
LOCATION | Lancashire and Cumbria
Virtual Project Scenario
Nature of project | New Build Affordable Rent Units |  |  | 20 no
Size (m2) and Mix (no) of units | 61.2 | 2B3P Bungalow |  | 4 | 244.8 | Type F | NDSS
| 70.1 | 2B4P House |  | 4 | 280.4 | Type A | Non-NDSS
| 80.1 | 2B4P House |  | 2 | 160.2 | Type B | NDSS
| 84.7 | 3B5P House |  | 4 | 338.8 | Type G | Non-NDSS
| 93.7 | 3B5P House |  | 2 | 187.4 | Type E | NDSS
| 97.9 | 4B6P House |  | 2 | 195.8 | Type C | Non-NDSS
| 108.5 | 4B6P House |  | 2 | 217 | Type D | NDSS
GIFA (m2) | 1624.4
Site Access | Good access direct from main adopted road network
Vandalism risk | High risk - CCTV required with security guard nights and weekends
Length of Contract | 52 | working weeks
Base Date / Commencement Date | 31st January 2020
Form of Contract | JCT Design and Build 2016 with ICN Amendments
Pricing schedule notes and guidance
1. All rates submitted should be as outlined in the RICS NRM2 Preliminaries (Main Contract)
2. Accommodation and welfare provisions shall be in strict accordance with the CDM Regulations 2015
3. All rates submitted will be applied and used as a basis for the future negotiation of Fixed Price Contracts for all projects within the aforementioned LOT for the full duration of the Framework Agreement. Annual inflationary increases will be applied from the commencement date of the framework and shall be in accordance with BCIS Tender Price Indices or as evidenced to the satisfaction of the instructing client.
4. All items listed below may not be specifically required on every individual project within this LOT. For the purposes of the evaluation each individual item shall be priced or, if included within another item, annotated accordingly identifying which item it is included within. ICN reserves the right to reject any priced schedules submitted with a tender which includes only summary costs or totals which are not fully completed.
5. Should the tenderer deem that a member of the Site Staff and Supervision team will not be required full time on projects within this LOT then the weekly rate shall be adjusted accordingly not the number of weeks. Consideration should be given that the rates inserted will be fixed for future AMP agreements (only subject to inflationary increases as noted above)
6. None of the measured quantities or descriptions are to be altered, all tendering bids are to be based upon a fixed price schedule for consistency.
7. Preliminaries are to be based on the contract period stated above based on traditional masonry construction. Each item is to be priced based on the relevant contract period. The period stated are for time on site and exclude lead in periods for discharge of pre-start planning conditions. Any other pre-start time costs should be included in the preliminaries. Any items not priced will be deemed not to be required on projects of a similar nature within the afoementioned LOT value range for the duration of the Framework Agreement.
8. Tenderers should allow the percentage for profit and corporate overhead [contractors margin] and these are to include: Contractors profit on net costs. Contracting companies corporate operating overheads on net costs which include cost of premises, employment of non site based staff [with the exception of visiting contract surveyors and construction manager] including estimators, customer care teams, business development managers, buyers, planners, resource, scheduling and programmers, directors and heads of departments, accounts, legal, financing, property costs, administration, IT, human resources, telecoms, transport and vehicles, corporate charges. All contractors contributions to Group overheads [where applicable]
9. The tenderer is to assume Fabric First construction to meet current Building Regulations with no renewables
10. The tenderer should note that non completion of one schedule will not be a compliant tender - both timber frame and traditional need to be completed
11. The tenderer shall complete the pricing schedule based upon the Affordable Rent specification and Standard House Type layouts (as included within the tender documentation) excluding all abnormal costs.
Preliminaries | Quantity | Unit | Rate | Total | Notes
Project specific management and Staff
Project Manager | 52 | weeks | 131.538 | 6839.976 | 0.5 day / week
Contracts Manager | 52 | weeks | 219.23 | 11399.96 | 1 day / week
Site Engineer | 52 | weeks | 54.8075 | 2849.99 | 1 visit / month
Site Manager | 52 | weeks | 831.8369 | 43255.52
Finishing Foreman / Assistant Site Manager | 52 | weeks | 407.772 | 21204.144 | Not required for ful duration. 31 weeks allowed
Labourer (including at handover) | 52 | weeks | 518.4819 | 26961.06
Quantity Surveying / Commercial Management | 52 | weeks | 354.024 | 18409.248
Planner | 52 | weeks | 54.8075 | 2849.99
Health & Safety Officer | 52 | weeks | 131.54 | 6840.08
Site establishment
Delivery of temp accomodation to site and removal on completion | 1 | Item | 1760 | 1760
Site office (inc furniture) | 52 | weeks | 50 | 2600
Meeting room (inc furniture) | 52 | weeks | 35 | 1820
Canteens and Kitchens | 52 | weeks | 50 | 2600
Drying room | 52 | weeks | 25 | 1300
Toilets and washrooms | 52 | weeks | 55 | 2860
Secure stores | 52 | weeks | 30 | 1560
Telephones and Photocopiers (connection and charges) | 52 | weeks | 7.5 | 390
IT systems with email and internet capability | 52 | weeks | 35 | 1820
Consumables and services associated with site accommodation | 52 | weeks | 25 | 1300
Fire points and fire fighting equipment | 1 | Item | 572 | 572
Main Contractor's Signboard | 1 | Item | 750 | 750
Client/Homes England signboard; production, installation and removal (as ER's) | 1 | Item | 750 | 750
Cleaning
Site cleaning | 52 | weeks | 20 | 1040
Site set up
Tarmac and hardcore compound area | 1 | item | 3300 | 3300 | Based on area < 100M2
Temporary roads incl demarcation for safe pedestrian and vehicular routes | 1 | item | 0 | 0 | Would use new access road as main route
Temproary fencing to compound area | 1 | item | 950 | 950
Temporary security fencing to site perimeter | 1 | item | 9000 | 9000 | Based on 300M
Removal of compound on completion; reinstatement | 1 | item | 4800 | 4800 | Assume soil & turf
Temp Services incl all connections, disconnections and usage
Water supply | 52 | weeks | 25 | 1300 | Assummed to site office
Gas Supply | 52 | weeks | 0 | 0 | Would not have this item
Electric supply, Lighting and power | 52 | weeks | 35 | 1820
Drainage | 52 | weeks | 15 | 780
Security
Night watchman | 52 | weeks | 1116 | 58032 | Allows for 40 weeks
Pedestrian gates | 1 | item | 450 | 450 | 2Nr
Vehicular gates | 1 | item | 885 | 885
CCTV cameras set up costs | 1 | item | 0 | 0 | Incl in weekly rate
CCTV weekly charge | 52 | weeks | 175 | 9100
Material distribution
Forklift and driver | 26 | weeks | 912 | 23712
Site plant
Small Dumper | 26 | weeks | 0 | 0 | Incl in Groundworks
Mixer | 26 | weeks | 0 | 0 | Incl in Brickwork
Road Sweeper including driver and fuel | 26 | weeks | 300 | 7800 | Allow 2 visits per week
Excavator / mini digger including driver and fuel | 26 | weeks | 0 | 0 | Incl in Groundworks
Small tools and equiptment | 26 | weeks | 25 | 650 | Minimal, most Suncontractors Supply own tools
Health and Safety
1st aid kit | 1 | item | 48 | 48
Health and safety site visits | 1 | item | 0 | 0 | Incl above with H&S Officer
Falling from heights | 1 | item | 0 | 0 | Cost inc below Internal Scaff
Scaffolding
External scaffolding including mat | 1 | item | 56954 | 56954
Adaption of Scaffolding | 1 | item | 2848 | 2848
Internal Scaffolding | 1 | item | 24388 | 24388
Fees and charges
Specialist site survey and level survey | 1 | item | 350 | 350
As built drawings and manuals | 1 | item | 950 | 950 | Admin Costs & disbursements based on Electronic file prepared
CDM regulations and health and safety plan | 1 | item | 0 | 0 | Incl above with H&S Officer
Considerate constructors scheme | 1 | item | 520 | 520
SAP calculations and energy performance certificates | 1 | item | 1400 | 1400
Robust details | 1 | item | 792 | 792
Building Control Fees | 1 | item | 4400 | 4400
Planning Condition Discharge Fees | 15 | no | 125 | 1875 | tenderer to assume there are 15 conditions requiring discharge
Adoption Agreements for Section 278, 104 and 38 Agreements | 1 | item | 27000 | 27000 | tenderer to assume road and sewers on virtual plan to be adopted
NHBC (or equivalent) 12 year structural warranty cover | 1 | item | 16157 | 16157 | tenderer not to include for insolvency cover
Testing and reports
Methane and radon testing and reports | 1 | item | 800 | 800
Concrete testing and reports | 1 | item | 500 | 500
Dilapidation Surveys | 1 | Item | 1100 | 1100
Sound testing | 1 | item | 500 | 500
Air pressure tests | 1 | item | 1400 | 1400
Handover costs
Snagging costs / inspections | 1 | item | 0 | 0 | Would be undertaken bt site managers, cost inc previous
Contract cleaners | 1 | item | 1650 | 1650
Clean to external areas | 1 | item | 1100 | 1100
Skips | 2 | no | 250 | 500
Lorry and tipping charges | 1 | item | 450 | 450 | Price per 1 trip
Resident handover packs | 20 | no | 65 | 1300 | Admin Costs & disbursements based on paper docs prepared
Insurances and Guarantees
Project specific Insurances | 1 | Item | 0 | 0 | Incl in Overhead
6.5.1 Insurance | 1 | Item | 0 | 0 | Incl in Overhead
Performance bond / parent company guarantee / insolvency cover |  |  |  | NIL | Contractor to indicate on Supplier Questionnaire
Maintenance period
Defects / Maintenance to dwellings | 20 | no | 45 | 900
External areas - paths, paving and adopted areas | 1 | item | 0 | 0 | Cost included by groundworker in retention
Landscaped areas | 1 | item | 0 | 0 | Cost included by Landscaper
Total of preliminaries |  |  |  | 432192.968
Total of preliminaries expressed as a weekly cost |  |  |  | 8311.4032
Overheads and Profit
Corporate overheads (expressed as a %) |  |  |  | 3%
Profit (expressed as a %) |  |  |  | 3%
Overheads and Profit Total |  |  |  | 6%
Construction Costs
2 bed 3 person Bungalow (constructed as detached unit) | Quantity | Unit | Rate | Total | No of units | Total
Substructures
Traditional strip foundation and lowest floor construction | 61.2 | m2 | 156 | 9547.2 | 4 | 38188.8
Superstructures
Superstructures | 61.2 | m2 | 707 | 43268.4 | 4 | 173073.6
Total cost for 2B3P bungalows (NDSS) | [5 empty] | 211262.4
2 bed 4 person House (constructed as semi detached pair) | Quantity | Unit | Rate | Total | No of units | Total
Substructures
Traditional strip foundation and lowest floor construction (expressed as GIFA) | 70.1 | m2 | 125 | 8762.5 | 4 | 35050
Superstructures
Superstructures | 70.1 | m2 | 739 | 51803.9 | 4 | 207215.6
Total cost for 2B4P Houses (Non NDSS) | [5 empty] | 242265.6
2 bed 4 person House (constructed as semi detached pair) | Quantity | Unit | Rate | Total | No of units | Total
Substructures
Traditional strip foundation and lowest floor construction (expressed as GIFA) | 80.1 | m2 | 125 | 10012.5 | 2 | 20025
Superstructures
Superstructures | 80.1 | m2 | 613 | 49101.3 | 2 | 98202.6
Total cost for 2B4P Houses (NDSS) | [5 empty] | 118227.6
3 bed 5 person House (constructed as semi detached pair) | Quantity | Unit | Rate | Total | No of units | Total
Substructures
Traditional strip foundation and lowest floor construction (expressed as GIFA) | 84.7 | m2 | 125 | 10587.5 | 4 | 42350
Superstructures
Superstructures | 84.7 | m2 | 686 | 58104.2 | 4 | 232416.8
Total cost for 3B5P Houses (Non NDSS) | [5 empty] | 274766.8
3 bed 5 person House (constructed as semi detached pair) | Quantity | Unit | Rate | Total | No of units | Total
Substructures
Traditional strip foundation and lowest floor construction (expressed as GIFA) | 93.7 | m2 | 125 | 11712.5 | 2 | 23425
Superstructures
Superstructures | 93.7 | m2 | 645 | 60436.5 | 2 | 120873
Total cost for 3B5P Houses (NDSS) | [5 empty] | 144298
4 bed 6 person House (constructed as semi detached pair) | Quantity | Unit | Rate | Total | No of units | Total
Substructures
Traditional strip foundation and lowest floor construction (expressed as GIFA) | 97.9 | m2 | 125 | 12237.5 | 2 | 24475
Superstructures
Superstructures | 97.9 | m2 | 611 | 59816.9 | 2 | 119633.8
Total cost for 4B6P Houses (Non NDSS) | [5 empty] | 144108.8
4 bed 6 person House (constructed as semi detached pair) | Quantity | Unit | Rate | Total | No of units | Total
Substructures
Traditional strip foundation and lowest floor construction (expressed as GIFA) | 108.5 | m2 | 125 | 13562.5 | 2 | 27125
Superstructures
Superstructures | 108.5 | m2 | 573 | 62170.5 | 2 | 124341
Total cost for 4B6P Houses (NDSS) | [5 empty] | 151466
EXTERNAL WORKS | Quantity | Unit | Rate | Total
Site Preparation Works
Site Clearance (assume 300mm deep inert to landfil) | 4922 | m² | 15 | 73830
Preparatory Groundworks | 4922 | m² | 10 | 49220
Roads, Paths, Pavings and Surfacings
Adopted Road (black tarmac) including all kerbs and dropped kerbs | 575 | m² | 155 | 89125
Adopted footpath 2m wide (black tarmac) including all edgings | 0 | m² | 0 | 0
Adopted footpath 400mm wide (black tarmac) including all edgings | 84 | m² | 95 | 7980
Non Adopted Parking Space (black tarmac) | 441 | m² | 110 | 48510
PCC concrete paving 600x600mm (PC sum £30/m2 supply) incl edgings | 541 | m² | 85 | 45985
Soft Landscaping, Planting and Irrigation Systems
Turf and topsoil (300mm deep) | 1795 | m² | 40 | 71800
External Planting | 449 | m² | 55 | 24695
Plot timber gates | 20 | no | 175 | 3500
1800mm high close boarded timber fencing, concrete gravel boards and post | 307 | lm | 65 | 19955
2100mm high close boarded timber fencing, concrete gravel boards and post | 276 | lm | 75 | 20700
External Drainage
Site wide Surface Water and Foul Water Drainage | 1 | item | 70000 | 70000 | PROV SUM
Plot drainage | 20 | item | 3000 | 60000
Land Drainage | 1 | item | 5000 | 5000 | PROV SUM
External Services
Water Mains Supply | 1 | item | 20000 | 20000 | PROV SUM
Electricity Mains Supply | 1 | item | 15000 | 15000 | PROV SUM
Gas Mains Supply | 1 | item | 20000 | 20000 | PROV SUM
Telecommunications and other Communication System Connections | 1 | item | 7000 | 7000 | PROV SUM
External Street Lighting Systems | 1 | item | 10000 | 10000 | PROV SUM
Builder's Work In Connection with External Services | 1 | item | 5000 | 5000 | PROV SUM
Total cost for External Works | [5 empty] | 667300
SUMMARY | [5 empty] | TOTAL COST
Preliminaries | [5 empty] | 432192.968
Substructure | [5 empty] | 210638.8
Superstructure | [5 empty] | 1075756.4
External Works | [5 empty] | 667300
Post Contract Design Fees at say 3% | [5 empty] | 71576.645
OH&P | [5 empty] | 147447.8888
TOTAL GREENFIELD SITE COST FOR 20 AFFORDABLE RENT UNITS IN TRADITIONAL CONSTRUCTION | [5 empty] | 2604912.7018
INNOVATION CHAIN NORTH
Framework of New build Construction Contractors 2020
PRICING SCHEDULE
TENDERER'S NAME | CARROLL BUILD
LOW VALUE LOT L3
TIMBER FRAME CONSTRUCTION
LOCATION | Lancashire and Cumbria
Virtual Project Scenario
Nature of project | New Build Affordable Rent Units |  |  | 20 no
Size (m2) and Mix (no) of units | 61.2 | 2B3P Bungalow |  | 4 | 244.8 | Type F
| 70.1 | 2B4P House |  | 4 | 280.4 | Type A
| 80.1 | 2B4P House |  | 2 | 160.2 | Type B
| 84.7 | 3B5P House |  | 4 | 338.8 | Type G
| 93.7 | 3B5P House |  | 2 | 187.4 | Type E
| 97.9 | 4B6P House |  | 2 | 195.8 | Type C
| 108.5 | 4B6P House |  | 2 | 217 | Type D
GIFA (m2) | 1624.4
Site Access | Good access direct from main road network
Vandalism risk | High risk - CCTV required with security guard nights and weekends
Length of Contract | 40 | working weeks
Base Date / Commencement Date | 31st January 2020
Form of Contract | JCT design and build 2016 with ICN Amendments
Pricing schedule notes and guidance
1. All rates submitted should be as outlined in the RICS NRM2 Preliminaries (Main Contract)
2. Accommodation and welfare provisions shall be in strict accordance with the CDM Regulations 2015
3. All rates submitted will be applied and used as a basis for the future negotiation of Fixed Price Contracts for all projects within the aforementioned LOT for the full duration of the Framework Agreement. Annual inflationary increases will be applied from the commencement date of the framework and shall be in accordance with BCIS Tender Price Indices or as evidenced to the satisfaction of the instructing client.
4. All items listed below may not be specifically required on every individual project within this LOT. For the purposes of the evaluation each individual item shall be priced or, if included within another item, annotated accordingly identifying which item it is included within. ICN reserves the right to reject any priced schedules submitted with a tender which includes only summary costs or totals which are not fully completed.
5. Should the tenderer deem that a member of the Site Staff and Supervision team will not be required full time on projects within this LOT then the weekly rate shall be adjusted accordingly not the number of weeks. Consideration should be given that the rates inserted will be fixed for future AMP agreements (only subject to inflationary increases as noted above)
6. None of the measured quantities or descriptions are to be altered, all tendering bids are to be based upon a fixed price schedule for consistency.
7. Preliminaries are to be based on the contract period stated above based on traditional masonry construction. Each item is to be priced based on the relevant contract period. The period stated are for time on site and exclude lead in periods for discharge of pre-start planning conditions. Any other pre-start time costs should be included in the preliminaries. Any items not priced will be deemed not to be required on projects of a similar nature within the afoementioned LOT value range for the duration of the Framework Agreement.
8. Tenderers should allow the percentage for profit and corporate overhead [contractors margin] and these are to include: Contractors profit on net costs. Contracting companies corporate operating overheads on net costs which include cost of premises, employment of non site based staff [with the exception of visiting contract surveyors and construction manager] including estimators, customer care teams, business development managers, buyers, planners, resource, scheduling and programmers, directors and heads of departments, accounts, legal, financing, property costs, administration, IT, human resources, telecoms, transport and vehicles, corporate charges. All contractors contributions to Group overheads [where applicable]
9. The tenderer is to assume Fabric First construction to meet current Building Regulations with no renewables
10. The tenderer should note that non completion of one schedule will not be a compliant tender - both timber frame and traditional need to be completed
11. The tenderer shall complete the pricing schedule based upon the Affordable Rent specification and Standard House Type layouts (as included within the tender documentation) excluding all abnormal costs.
12. The tenderer shall allow for any cranage and associated works within the timber frame superstructures rate not the preliminaries schedule.
Preliminaries | Quantity | Unit | Rate | Total | Notes
Project specific management and Staff
Project Manager | 40 | weeks | 131.538 | 5261.52
Contracts Manager | 40 | weeks | 219.23 | 8769.2
Site Engineer | 40 | weeks | 54.8075 | 2192.3
Site Manager | 40 | weeks | 983.08 | 39323.2
Finishing Foreman / Assistant Site Manager | 40 | weeks | 577.677 | 23107.08
Labourer (including at handover) | 40 | weeks | 641.93 | 25677.2
Quantity Surveying /Commercial Management | 40 | weeks | 354.024 | 14160.96
Planner | 40 | weeks | 54.8075 | 2192.3
Health & Safety Officer | 40 | weeks | 131.54 | 5261.6
Site establishment
Delivery of temp accomodation to site and removal on completion | 1 | Item | 1760 | 1760
Site office (inc furniture) | 40 | weeks | 50 | 2000
Meeting room (inc furniture) | 40 | weeks | 35 | 1400
Canteens and Kitchens | 40 | weeks | 50 | 2000
Drying room | 40 | weeks | 25 | 1000
Toilets and washrooms | 40 | weeks | 55 | 2200
Secure stores | 40 | weeks | 30 | 1200
Telephones and Photocopiers (connection and charges) | 40 | weeks | 7.5 | 300
IT systems with email and internet capability | 40 | weeks | 35 | 1400
Consumables and services associated with site accommodation | 40 | weeks | 25 | 1000
Fire points and fire fighting equipment | 1 | Item | 572 | 572
Main Contractor's Signboard | 1 | Item | 750 | 750
Client/Homes England signboard; production, installation and removal (as ER's) | 1 | Item | 750 | 750
Cleaning
Site cleaning | 40 | weeks | 20 | 800
Site set up
Tarmac and hardcored compound area | 1 | item | 3300 | 3300
Temporary roads including demarcation for safe pedestrian and vehicular routes | 1 | item | 0 | 0
Temproary fencing to compound area | 1 | item | 950 | 950
Temporary security fencing to site perimeter | 1 | item | 9000 | 9000
Removal of compound on completion; reinstatement | 1 | item | 4800 | 4800
Temp Services incl all connections, disconnections and usage
Water supply | 40 | weeks | 25 | 1000
Gas Supply | 40 | weeks | 0 | 0
Electric supply, Lighting and power | 40 | weeks | 35 | 1400
Drainage | 40 | weeks | 15 | 600
Security
Night watchman | 40 | weeks | 1116 | 44640
Pedestrian gates | 1 | item | 450 | 450
Vehicular gates | 1 | item | 885 | 885
CCTV cameras set up costs | 1 | item | 0 | 0
CCTV weekly charge | 40 | weeks | 175 | 7000
Material distribution
Forklift and driver | 20 | weeks | 912 | 18240
Site plant
Small Dumper | 20 | weeks | 0 | 0
Mixer | 20 | weeks | 0 | 0
Road Sweeper including driver and fuel | 20 | weeks | 300 | 6000
Excavator / mini digger including driver and fuel | 20 | weeks | 0 | 0
Small tools and equiptment | 20 | weeks | 25 | 500
Health and Safety
1st aid kit | 1 | item | 48 | 48
Health and safety site visits | 1 | item | 0 | 0
Falling from heights | 1 | item | 0 | 0
Scaffolding
External scaffolding including mat | 1 | item | 52914 | 52914
Adaption of Scaffolding | 1 | item | 1587 | 1587
Internal Scaffolding | 1 | item | 11846 | 11846
Fees and charges
Specialist site survey and level survey | 1 | item | 350 | 350
As built drawings and manuals | 1 | item | 950 | 950
CDM regulations and health and safety plan | 1 | item | 0 | 0
Considerate constructors scheme | 1 | item | 520 | 520
SAP calculations and energy performance certificates | 1 | item | 1400 | 1400
Robust details | 1 | item | 792 | 792
Building Control Fees | 1 | item | 4400 | 4400
Planning Condition Discharge Fees | 1 | item | 1875 | 1875 | tenderer to assume there are 15 conditions requiring discharge
Adoption Agreements for Section 278, 104 and 38 Agreements | 1 | item | 27000 | 27000 | tenderer to assume road and sewers on virtual plan to be adopted
NHBC (or equivalent) 12 year structural warranty cover | 1 | item | 16157 | 16157 | tenderer not to include for insolvency cover
Testing and reports
Methane and radon testing and reports | 1 | item | 800 | 800
Concrete testing and reports | 1 | item | 500 | 500
Dilapidation Surveys | 1 | Item | 1100 | 1100
Sound testing | 1 | item | 500 | 500
Air pressure tests | 1 | item | 1400 | 1400
Handover costs
Snagging costs | 1 | item | 0 | 0
Contract cleaners | 1 | item | 1650 | 1650
Clean to external areas | 1 | item | 1100 | 1100
Skips | 2 | no | 250 | 500
Lorry and tipping charges | 1 | item | 450 | 450
Resident handover packs | 20 | no | 65 | 1300
Insurances and Guarantees
Project specific Insurance | 1 | Item | 0 | 0
6.5.1 Insurance | 1 | Item | 0 | 0
Performance bond / parent company guarantee / insolvency cover |  |  |  | NIL | Contractor to indicate on Supplier Questionnaire
Maintenance period
Defects/Maintenance to dwelling | 20 | no | 45 | 900
External areas - paths, paving and adopted areas | 1 | item | 0 | 0
Landscaped areas | 1 | item | 0 | 0
Total of preliminaries |  |  |  | 371881.36
Total of preliminaries expressed as a weekly cost |  |  |  | 9297.034
Overheads and Profit
Corporate overheads (expressed as a %) |  |  |  | 3%
Profit (expressed as a %) |  |  |  | 3%
Overheads and Profit Total |  |  |  | 6%
Construction Costs
2 bed 3 person Bungalow (constructed as detached unit) | Quantity | Unit | Rate | Total | No of units | Total
Substructures
Traditional strip foundation and lowest floor construction | 61.2 | m2 | 156 | 9547.2 | 4 | 38188.8
Superstructures
Superstructures | 61.2 | m2 | 734 | 44920.8 | 4 | 179683.2
Total cost for 2B3P bungalows (NDSS) | [5 empty] | 217872
2 bed 4 person House (constructed as semi detached pair) | Quantity | Unit | Rate | Total | No of units | Total
Substructures
Traditional strip foundation and lowest floor construction (expressed as GIFA) | 70.1 | m2 | 125 | 8762.5 | 4 | 35050
Superstructures
Superstructures | 70.1 | m2 | 723 | 50682.3 | 4 | 202729.2
Total cost for 2B4P Houses (Non NDSS) | [5 empty] | 237779.2
2 bed 4 person House (constructed as semi detached pair) | Quantity | Unit | Rate | Total | No of units | Total
Substructures
Traditional strip foundation and lowest floor construction (expressed as GIFA) | 80.1 | m2 | 125 | 10012.5 | 2 | 20025
Superstructures
Superstructures | 80.1 | m2 | 603 | 48300.3 | 2 | 96600.6
Total cost for 2B4P Houses (NDSS) | [5 empty] | 116625.6
3 bed 5 person House (constructed as semi detached pair) | Quantity | Unit | Rate | Total | No of units | Total
Substructures
Traditional strip foundation and lowest floor construction (expressed as GIFA) | 84.7 | m2 | 125 | 10587.5 | 4 | 42350
Superstructures
Superstructures | 84.7 | m2 | 675 | 57172.5 | 4 | 228690
Total cost for 3B5P Houses (Non NDSS) | [5 empty] | 271040
3 bed 5 person House (constructed as semi detached pair) | Quantity | Unit | Rate | Total | No of units | Total
Substructures
Traditional strip foundation and lowest floor construction (expressed as GIFA) | 93.7 | m2 | 125 | 11712.5 | 2 | 23425
Superstructures
Superstructures | 93.7 | m2 | 645 | 60436.5 | 2 | 120873
Total cost for 3B5P Houses (NDSS) | [5 empty] | 144298
4 bed 6 person House (constructed as semi detached pair) | Quantity | Unit | Rate | Total | No of units | Total
Substructures
Traditional strip foundation and lowest floor construction (expressed as GIFA) | 97.9 | m2 | 125 | 12237.5 | 2 | 24475
Superstructures
Superstructures | 97.9 | m2 | 605 | 59229.5 | 2 | 118459
Total cost for 4B6P Houses (Non NDSS) | [5 empty] | 142934
4 bed 6 person House (constructed as semi detached pair) | Quantity | Unit | Rate | Total | No of units | Total
Substructures
Traditional strip foundation and lowest floor construction (expressed as GIFA) | 108.5 | m2 | 125 | 13562.5 | 2 | 27125
Superstructures
Superstructures | 108.5 | m2 | 570 | 61845 | 2 | 123690
Total cost for 4B6P Houses (NDSS) | [5 empty] | 150815
EXTERNAL WORKS | Quantity | Unit | Rate | Total
Site Preparation Works
Site Clearance (assume 300mm deep inert to landfil) | 4922 | m² | 15 | 73830
Preparatory Groundworks | 4922 | m² | 10 | 49220
Roads, Paths, Pavings and Surfacings
Adopted Road (black tarmac) including all kerbs and dropped kerbs | 575 | m² | 155 | 89125
Adopted footpath 2m wide (black tarmac) including all edgings | 0 | m² | 0 | 0
Adopted footpath 400mm wide (black tarmac) including all edgings | 84 | m² | 95 | 7980
Non Adopted Parking Space (black tarmac) | 441 | m² | 110 | 48510
PCC concrete paving 600x600mm (PC sum £30/m2 supply) incl edgings | 541 | m² | 85 | 45985
Soft Landscaping, Planting and Irrigation Systems
Turf and topsoil (300mm deep) | 1795 | m² | 40 | 71800
External Planting | 449 | m² | 55 | 24695
Plot timber gates | 20 | no | 175 | 3500
1800mm high close boarded timber fencing, concrete gravel boards and post | 307 | lm | 65 | 19955
2100mm high close boarded timber fencing, concrete gravel boards and post | 276 | lm | 75 | 20700
External Drainage
Site wide Surface Water and Foul Water Drainage | 1 | item | 70000 | 70000 | PROV SUM
Plot drainage | 20 | no | 3000 | 60000
Land Drainage | 1 | item | 5000 | 5000 | PROV SUM
External Services
Water Mains Supply | 1 | item | 20000 | 20000 | PROV SUM
Electricity Mains Supply | 1 | item | 15000 | 15000 | PROV SUM
Gas Mains Supply | 1 | item | 20000 | 20000 | PROV SUM
Telecommunications and other Communication System Connections | 1 | item | 7000 | 7000 | PROV SUM
External Street Lighting Systems | 1 | item | 10000 | 10000 | PROV SUM
Builder's Work In Connection with External Services | 1 | item | 5000 | 5000 | PROV SUM
Total cost for External Works | [5 empty] | 667300
SUMMARY | [5 empty] | TOTAL COST
Preliminaries | [5 empty] | 371881.36
Substructure | [5 empty] | 210638.8
Superstructure | [5 empty] | 1070725
External Works | [5 empty] | 667300
Post Contract Design Fees at say 3% | [5 empty] | 69616.3548
OHP | [5 empty] | 143409.6909
TOTAL GREENFIELD SITE COST FOR 20 AFFORDABLE RENT UNITS IN TIMBER FRAME CONSTRUCTION | [5 empty] | 2533571.2057
FINAL SUMMARY
TOTAL GREENFIELD SITE COST FOR 20 AFFORDABLE RENT UNITS IN TRADITIONAL CONSTRUCTION | [5 empty] | 2604912.7018
TOTAL GREENFIELD SITE COST FOR 20 AFFORDABLE RENT UNITS IN TIMBER FRAME CONSTRUCTION | [5 empty] | 2533571.2057
TOTAL COMBINED SITE COST FOR 20 AFFORDABLE RENT UNITS IN TIMBER FRAME CONSTRUCTION AND 20 UNITS IN TRADITIONAL CONSTRUCTION | [5 empty] | 5138483.9075

## Low val Lot 4
INNOVATION CHAIN NORTH
Framework of New build Construction Contractors 2020
PRICING SCHEDULE
TENDERER'S NAME | [insert]
LOW VALUE LOT L4
TRADITIONAL CONSTRUCTION
LOCATION | Northumberland, Tyne & Wear, Durham
Virtual Project Scenario
Nature of project | New Build Affordable Rent Units |  |  | 20 no
Size (m2) and Mix (no) of units | 61.2 | 2B3P Bungalow |  | 4 | 244.8 | Type F | NDSS
| 70.1 | 2B4P House |  | 4 | 280.4 | Type A | Non-NDSS
| 80.1 | 2B4P House |  | 2 | 160.2 | Type B | NDSS
| 84.7 | 3B5P House |  | 4 | 338.8 | Type G | Non-NDSS
| 93.7 | 3B5P House |  | 2 | 187.4 | Type E | NDSS
| 97.9 | 4B6P House |  | 2 | 195.8 | Type C | Non-NDSS
| 108.5 | 4B6P House |  | 2 | 217 | Type D | NDSS
GIFA (m2) | 1624.4
Site Access | Good access direct from main adopted road network
Vandalism risk | High risk - CCTV required with security guard nights and weekends
Length of Contract | 52 | working weeks
Base Date / Commencement Date | 31st January 2020
Form of Contract | JCT Design and Build 2016 with ICN Amendments
Pricing schedule notes and guidance
1. All rates submitted should be as outlined in the RICS NRM2 Preliminaries (Main Contract)
2. Accommodation and welfare provisions shall be in strict accordance with the CDM Regulations 2015
3. All rates submitted will be applied and used as a basis for the future negotiation of Fixed Price Contracts for all projects within the aforementioned LOT for the full duration of the Framework Agreement. Annual inflationary increases will be applied from the commencement date of the framework and shall be in accordance with BCIS Tender Price Indices or as evidenced to the satisfaction of the instructing client.
4. All items listed below may not be specifically required on every individual project within this LOT. For the purposes of the evaluation each individual item shall be priced or, if included within another item, annotated accordingly identifying which item it is included within. ICN reserves the right to reject any priced schedules submitted with a tender which includes only summary costs or totals which are not fully completed.
5. Should the tenderer deem that a member of the Site Staff and Supervision team will not be required full time on projects within this LOT then the weekly rate shall be adjusted accordingly not the number of weeks. Consideration should be given that the rates inserted will be fixed for future AMP agreements (only subject to inflationary increases as noted above)
6. None of the measured quantities or descriptions are to be altered, all tendering bids are to be based upon a fixed price schedule for consistency.
7. Preliminaries are to be based on the contract period stated above based on traditional masonry construction. Each item is to be priced based on the relevant contract period. The period stated are for time on site and exclude lead in periods for discharge of pre-start planning conditions. Any other pre-start time costs should be included in the preliminaries. Any items not priced will be deemed not to be required on projects of a similar nature within the afoementioned LOT value range for the duration of the Framework Agreement.
8. Tenderers should allow the percentage for profit and corporate overhead [contractors margin] and these are to include: Contractors profit on net costs. Contracting companies corporate operating overheads on net costs which include cost of premises, employment of non site based staff [with the exception of visiting contract surveyors and construction manager] including estimators, customer care teams, business development managers, buyers, planners, resource, scheduling and programmers, directors and heads of departments, accounts, legal, financing, property costs, administration, IT, human resources, telecoms, transport and vehicles, corporate charges. All contractors contributions to Group overheads [where applicable]
9. The tenderer is to assume Fabric First construction to meet current Building Regulations with no renewables
10. The tenderer should note that non completion of one schedule will not be a compliant tender - both timber frame and traditional need to be completed
11. The tenderer shall complete the pricing schedule based upon the Affordable Rent specification and Standard House Type layouts (as included within the tender documentation) excluding all abnormal costs.
Preliminaries | Quantity | Unit | Rate | Total | Notes
Project specific management and Staff
Project Manager | 52 | weeks |  | 0
Contracts Manager | 52 | weeks |  | 0
Site Engineer | 52 | weeks |  | 0
Site Manager | 52 | weeks |  | 0
Finishing Foreman / Assistant Site Manager | 52 | weeks |  | 0
Labourer (including at handover) | 52 | weeks |  | 0
Quantity Surveying / Commercial Management | 52 | weeks |  | 0
Planner | 52 | weeks |  | 0
Health & Safety Officer | 52 | weeks |  | 0
Site establishment
Delivery of temp accomodation to site and removal on completion | 1 | Item |  | 0
Site office (inc furniture) | 52 | weeks |  | 0
Meeting room (inc furniture) | 52 | weeks |  | 0
Canteens and Kitchens | 52 | weeks |  | 0
Drying room | 52 | weeks |  | 0
Toilets and washrooms | 52 | weeks |  | 0
Secure stores | 52 | weeks |  | 0
Telephones and Photocopiers (connection and charges) | 52 | weeks |  | 0
IT systems with email and internet capability | 52 | weeks |  | 0
Consumables and services associated with site accommodation | 52 | weeks |  | 0
Fire points and fire fighting equipment | 1 | Item |  | 0
Main Contractor's Signboard | 1 | Item |  | 0
Client/Homes England signboard; production, installation and removal (as ER's) | 1 | Item |  | 0
Cleaning
Site cleaning | 52 | weeks |  | 0
Site set up
Tarmac and hardcore compound area | 1 | item |  | 0
Temporary roads incl demarcation for safe pedestrian and vehicular routes | 1 | item |  | 0
Temproary fencing to compound area | 1 | item |  | 0
Temporary security fencing to site perimeter | 1 | item |  | 0
Removal of compound on completion; reinstatement | 1 | item |  | 0
Temp Services incl all connections, disconnections and usage
Water supply | 52 | weeks |  | 0
Gas Supply | 52 | weeks |  | 0
Electric supply, Lighting and power | 52 | weeks |  | 0
Drainage | 52 | weeks |  | 0
Security
Night watchman | 52 | weeks |  | 0
Pedestrian gates | 1 | item |  | 0
Vehicular gates | 1 | item |  | 0
CCTV cameras set up costs | 1 | item |  | 0
CCTV weekly charge | 52 | weeks |  | 0
Material distribution
Forklift and driver | 26 | weeks |  | 0
Site plant
Small Dumper | 26 | weeks |  | 0
Mixer | 26 | weeks |  | 0
Road Sweeper including driver and fuel | 26 | weeks |  | 0
Excavator / mini digger including driver and fuel | 26 | weeks |  | 0
Small tools and equiptment | 26 | weeks |  | 0
Health and Safety
1st aid kit | 1 | item |  | 0
Health and safety site visits | 1 | item |  | 0
Falling from heights | 1 | item |  | 0
Scaffolding
External scaffolding including mat | 1 | item |  | 0
Adaption of Scaffolding | 1 | item |  | 0
Internal Scaffolding | 1 | item |  | 0
Fees and charges
Specialist site survey and level survey | 1 | item |  | 0
As built drawings and manuals | 1 | item |  | 0
CDM regulations and health and safety plan | 1 | item |  | 0
Considerate constructors scheme | 1 | item |  | 0
SAP calculations and energy performance certificates | 1 | item |  | 0
Robust details | 1 | item |  | 0
Building Control Fees | 1 | item |  | 0
Planning Condition Discharge Fees | 15 | no |  | 0 | tenderer to assume there are 15 conditions requiring discharge
Adoption Agreements for Section 278, 104 and 38 Agreements | 1 | item |  | 0 | tenderer to assume road and sewers on virtual plan to be adopted
NHBC (or equivalent) 12 year structural warranty cover | 1 | item |  | 0 | tenderer not to include for insolvency cover
Testing and reports
Methane and radon testing and reports | 1 | item |  | 0
Concrete testing and reports | 1 | item |  | 0
Dilapidation Surveys | 1 | Item |  | 0
Sound testing | 1 | item |  | 0
Air pressure tests | 1 | item |  | 0
Handover costs
Snagging costs / inspections | 1 | item |  | 0
Contract cleaners | 1 | item |  | 0
Clean to external areas | 1 | item |  | 0
Skips | 2 | no |  | 0
Lorry and tipping charges | 1 | item |  | 0
Resident handover packs | 20 | no |  | 0
Insurances and Guarantees
Project specific Insurances | 1 | Item |  | 0
6.5.1 Insurance | 1 | Item |  | 0
Performance bond / parent company guarantee / insolvency cover |  |  |  | NIL | Contractor to indicate on Supplier Questionnaire
Maintenance period
Defects / Maintenance to dwellings | 20 | no |  | 0
External areas - paths, paving and adopted areas | 1 | item |  | 0
Landscaped areas | 1 | item |  | 0
Total of preliminaries |  |  |  | 0
Total of preliminaries expressed as a weekly cost |  |  |  | 0
Overheads and Profit
Corporate overheads (expressed as a %) |  |  |  | 0%
Profit (expressed as a %) |  |  |  | 0%
Overheads and Profit Total |  |  |  | 0%
Construction Costs
2 bed 3 person Bungalow (constructed as detached unit) | Quantity | Unit | Rate | Total | No of units | Total
Substructures
Traditional strip foundation and lowest floor construction | 61.2 | m2 |  | 0 | 4 | 0
Superstructures
Superstructures | 61.2 | m2 |  | 0 | 4 | 0
Total cost for 2B3P bungalows (NDSS) | [5 empty] | 0
2 bed 4 person House (constructed as semi detached pair) | Quantity | Unit | Rate | Total | No of units | Total
Substructures
Traditional strip foundation and lowest floor construction (expressed as GIFA) | 70.1 | m2 |  | 0 | 4 | 0
Superstructures
Superstructures | 70.1 | m2 |  | 0 | 4 | 0
Total cost for 2B4P Houses (Non NDSS) | [5 empty] | 0
2 bed 4 person House (constructed as semi detached pair) | Quantity | Unit | Rate | Total | No of units | Total
Substructures
Traditional strip foundation and lowest floor construction (expressed as GIFA) | 80.1 | m2 |  | 0 | 2 | 0
Superstructures
Superstructures | 80.1 | m2 |  | 0 | 2 | 0
Total cost for 2B4P Houses (NDSS) | [5 empty] | 0
3 bed 5 person House (constructed as semi detached pair) | Quantity | Unit | Rate | Total | No of units | Total
Substructures
Traditional strip foundation and lowest floor construction (expressed as GIFA) | 84.7 | m2 |  | 0 | 4 | 0
Superstructures
Superstructures | 84.7 | m2 |  | 0 | 4 | 0
Total cost for 3B5P Houses (Non NDSS) | [5 empty] | 0
3 bed 5 person House (constructed as semi detached pair) | Quantity | Unit | Rate | Total | No of units | Total
Substructures
Traditional strip foundation and lowest floor construction (expressed as GIFA) | 93.7 | m2 |  | 0 | 2 | 0
Superstructures
Superstructures | 93.7 | m2 |  | 0 | 2 | 0
Total cost for 3B5P Houses (NDSS) | [5 empty] | 0
4 bed 6 person House (constructed as semi detached pair) | Quantity | Unit | Rate | Total | No of units | Total
Substructures
Traditional strip foundation and lowest floor construction (expressed as GIFA) | 97.9 | m2 |  | 0 | 2 | 0
Superstructures
Superstructures | 97.9 | m2 |  | 0 | 2 | 0
Total cost for 4B6P Houses (Non NDSS) | [5 empty] | 0
4 bed 6 person House (constructed as semi detached pair) | Quantity | Unit | Rate | Total | No of units | Total
Substructures
Traditional strip foundation and lowest floor construction (expressed as GIFA) | 108.5 | m2 |  | 0 | 2 | 0
Superstructures
Superstructures | 108.5 | m2 |  | 0 | 2 | 0
Total cost for 4B6P Houses (NDSS) | [5 empty] | 0
EXTERNAL WORKS | Quantity | Unit | Rate | Total
Site Preparation Works
Site Clearance (assume 300mm deep inert to landfil) | 4922 | m² |  | 0
Preparatory Groundworks | 4922 | m² |  | 0
Roads, Paths, Pavings and Surfacings
Adopted Road (black tarmac) including all kerbs and dropped kerbs | 575 | m² |  | 0
Adopted footpath 2m wide (black tarmac) including all edgings | 0 | m² |  | 0
Adopted footpath 400mm wide (black tarmac) including all edgings | 84 | m² |  | 0
Non Adopted Parking Space (black tarmac) | 441 | m² |  | 0
PCC concrete paving 600x600mm (PC sum £30/m2 supply) incl edgings | 541 | m² |  | 0
Soft Landscaping, Planting and Irrigation Systems
Turf and topsoil (300mm deep) | 1795 | m² |  | 0
External Planting | 449 | m² |  | 0
Plot timber gates | 20 | no |  | 0
1800mm high close boarded timber fencing, concrete gravel boards and post | 307 | lm |  | 0
2100mm high close boarded timber fencing, concrete gravel boards and post | 276 | lm |  | 0
External Drainage
Site wide Surface Water and Foul Water Drainage | 1 | item | 70000 | 70000 | PROV SUM
Plot drainage | 20 | item |  | 0
Land Drainage | 1 | item | 5000 | 5000 | PROV SUM
External Services
Water Mains Supply | 1 | item | 20000 | 20000 | PROV SUM
Electricity Mains Supply | 1 | item | 15000 | 15000 | PROV SUM
Gas Mains Supply | 1 | item | 20000 | 20000 | PROV SUM
Telecommunications and other Communication System Connections | 1 | item | 7000 | 7000 | PROV SUM
External Street Lighting Systems | 1 | item | 10000 | 10000 | PROV SUM
Builder's Work In Connection with External Services | 1 | item | 5000 | 5000 | PROV SUM
Total cost for External Works | [5 empty] | 152000
SUMMARY | [5 empty] | TOTAL COST
Preliminaries | [5 empty] | 0
Substructure | [5 empty] | 0
Superstructure | [5 empty] | 0
External Works | [5 empty] | 152000
Post Contract Design Fees at say 3% | [5 empty] | 4560
OH&P | [5 empty] | 0
TOTAL GREENFIELD SITE COST FOR 20 AFFORDABLE RENT UNITS IN TRADITIONAL CONSTRUCTION | [5 empty] | 156560
INNOVATION CHAIN NORTH
Framework of New build Construction Contractors 2020
PRICING SCHEDULE
TENDERER'S NAME | [insert]
LOW VALUE LOT L4
TIMBER FRAME CONSTRUCTION
LOCATION | Northumberland, Tyne & Wear, Durham
Virtual Project Scenario
Nature of project | New Build Affordable Rent Units |  |  | 20 no
Size (m2) and Mix (no) of units | 61.2 | 2B3P Bungalow |  | 4 | 244.8 | Type F
| 70.1 | 2B4P House |  | 4 | 280.4 | Type A
| 80.1 | 2B4P House |  | 2 | 160.2 | Type B
| 84.7 | 3B5P House |  | 4 | 338.8 | Type G
| 93.7 | 3B5P House |  | 2 | 187.4 | Type E
| 97.9 | 4B6P House |  | 2 | 195.8 | Type C
| 108.5 | 4B6P House |  | 2 | 217 | Type D
GIFA (m2) | 1624.4
Site Access | Good access direct from main road network
Vandalism risk | High risk - CCTV required with security guard nights and weekends
Length of Contract | 40 | working weeks
Base Date / Commencement Date | 31st January 2020
Form of Contract | JCT design and build 2016 with ICN Amendments
Pricing schedule notes and guidance
1. All rates submitted should be as outlined in the RICS NRM2 Preliminaries (Main Contract)
2. Accommodation and welfare provisions shall be in strict accordance with the CDM Regulations 2015
3. All rates submitted will be applied and used as a basis for the future negotiation of Fixed Price Contracts for all projects within the aforementioned LOT for the full duration of the Framework Agreement. Annual inflationary increases will be applied from the commencement date of the framework and shall be in accordance with BCIS Tender Price Indices or as evidenced to the satisfaction of the instructing client.
4. All items listed below may not be specifically required on every individual project within this LOT. For the purposes of the evaluation each individual item shall be priced or, if included within another item, annotated accordingly identifying which item it is included within. ICN reserves the right to reject any priced schedules submitted with a tender which includes only summary costs or totals which are not fully completed.
5. Should the tenderer deem that a member of the Site Staff and Supervision team will not be required full time on projects within this LOT then the weekly rate shall be adjusted accordingly not the number of weeks. Consideration should be given that the rates inserted will be fixed for future AMP agreements (only subject to inflationary increases as noted above)
6. None of the measured quantities or descriptions are to be altered, all tendering bids are to be based upon a fixed price schedule for consistency.
7. Preliminaries are to be based on the contract period stated above based on traditional masonry construction. Each item is to be priced based on the relevant contract period. The period stated are for time on site and exclude lead in periods for discharge of pre-start planning conditions. Any other pre-start time costs should be included in the preliminaries. Any items not priced will be deemed not to be required on projects of a similar nature within the afoementioned LOT value range for the duration of the Framework Agreement.
8. Tenderers should allow the percentage for profit and corporate overhead [contractors margin] and these are to include: Contractors profit on net costs. Contracting companies corporate operating overheads on net costs which include cost of premises, employment of non site based staff [with the exception of visiting contract surveyors and construction manager] including estimators, customer care teams, business development managers, buyers, planners, resource, scheduling and programmers, directors and heads of departments, accounts, legal, financing, property costs, administration, IT, human resources, telecoms, transport and vehicles, corporate charges. All contractors contributions to Group overheads [where applicable]
9. The tenderer is to assume Fabric First construction to meet current Building Regulations with no renewables
10. The tenderer should note that non completion of one schedule will not be a compliant tender - both timber frame and traditional need to be completed
11. The tenderer shall complete the pricing schedule based upon the Affordable Rent specification and Standard House Type layouts (as included within the tender documentation) excluding all abnormal costs.
12. The tenderer shall allow for any cranage and associated works within the timber frame superstructures rate not the preliminaries schedule.
Preliminaries | Quantity | Unit | Rate | Total | Notes
Project specific management and Staff
Project Manager | 40 | weeks |  | 0
Contracts Manager | 40 | weeks |  | 0
Site Engineer | 40 | weeks |  | 0
Site Manager | 40 | weeks |  | 0
Finishing Foreman / Assistant Site Manager | 40 | weeks |  | 0
Labourer (including at handover) | 40 | weeks |  | 0
Quantity Surveying /Commercial Management | 40 | weeks |  | 0
Planner | 40 | weeks |  | 0
Health & Safety Officer | 40 | weeks |  | 0
Site establishment
Delivery of temp accomodation to site and removal on completion | 1 | Item |  | 0
Site office (inc furniture) | 40 | weeks |  | 0
Meeting room (inc furniture) | 40 | weeks |  | 0
Canteens and Kitchens | 40 | weeks |  | 0
Drying room | 40 | weeks |  | 0
Toilets and washrooms | 40 | weeks |  | 0
Secure stores | 40 | weeks |  | 0
Telephones and Photocopiers (connection and charges) | 40 | weeks |  | 0
IT systems with email and internet capability | 40 | weeks |  | 0
Consumables and services associated with site accommodation | 40 | weeks |  | 0
Fire points and fire fighting equipment | 1 | Item |  | 0
Main Contractor's Signboard | 1 | Item |  | 0
Client/Homes England signboard; production, installation and removal (as ER's) | 1 | Item |  | 0
Cleaning
Site cleaning | 40 | weeks |  | 0
Site set up
Tarmac and hardcored compound area | 1 | item |  | 0
Temporary roads including demarcation for safe pedestrian and vehicular routes | 1 | item |  | 0
Temproary fencing to compound area | 1 | item |  | 0
Temporary security fencing to site perimeter | 1 | item |  | 0
Removal of compound on completion; reinstatement | 1 | item |  | 0
Temp Services incl all connections, disconnections and usage
Water supply | 40 | weeks |  | 0
Gas Supply | 40 | weeks |  | 0
Electric supply, Lighting and power | 40 | weeks |  | 0
Drainage | 40 | weeks |  | 0
Security
Night watchman | 40 | weeks |  | 0
Pedestrian gates | 1 | item |  | 0
Vehicular gates | 1 | item |  | 0
CCTV cameras set up costs | 1 | item |  | 0
CCTV weekly charge | 40 | weeks |  | 0
Material distribution
Forklift and driver | 20 | weeks |  | 0
Site plant
Small Dumper | 20 | weeks |  | 0
Mixer | 20 | weeks |  | 0
Road Sweeper including driver and fuel | 20 | weeks |  | 0
Excavator / mini digger including driver and fuel | 20 | weeks |  | 0
Small tools and equiptment | 20 | weeks |  | 0
Health and Safety
1st aid kit | 1 | item |  | 0
Health and safety site visits | 1 | item |  | 0
Falling from heights | 1 | item |  | 0
Scaffolding
External scaffolding including mat | 1 | item |  | 0
Adaption of Scaffolding | 1 | item |  | 0
Internal Scaffolding | 1 | item |  | 0
Fees and charges
Specialist site survey and level survey | 1 | item |  | 0
As built drawings and manuals | 1 | item |  | 0
CDM regulations and health and safety plan | 1 | item |  | 0
Considerate constructors scheme | 1 | item |  | 0
SAP calculations and energy performance certificates | 1 | item |  | 0
Robust details | 1 | item |  | 0
Building Control Fees | 1 | item |  | 0
Planning Condition Discharge Fees | 1 | item |  | 0 | tenderer to assume there are 15 conditions requiring discharge
Adoption Agreements for Section 278, 104 and 38 Agreements | 1 | item |  | 0 | tenderer to assume road and sewers on virtual plan to be adopted
NHBC (or equivalent) 12 year structural warranty cover | 1 | item |  | 0 | tenderer not to include for insolvency cover
Testing and reports
Methane and radon testing and reports | 1 | item |  | 0
Concrete testing and reports | 1 | item |  | 0
Dilapidation Surveys | 1 | Item |  | 0
Sound testing | 1 | item |  | 0
Air pressure tests | 1 | item |  | 0
Handover costs
Snagging costs | 1 | item |  | 0
Contract cleaners | 1 | item |  | 0
Clean to external areas | 1 | item |  | 0
Skips | 2 | no |  | 0
Lorry and tipping charges | 1 | item |  | 0
Resident handover packs | 20 | no |  | 0
Insurances and Guarantees
Project specific Insurance | 1 | Item |  | 0
6.5.1 Insurance | 1 | Item |  | 0
Performance bond / parent company guarantee / insolvency cover |  |  |  | NIL | Contractor to indicate on Supplier Questionnaire
Maintenance period
Defects/Maintenance to dwelling | 20 | no |  | 0
External areas - paths, paving and adopted areas | 1 | item |  | 0
Landscaped areas | 1 | item |  | 0
Total of preliminaries |  |  |  | 0
Total of preliminaries expressed as a weekly cost |  |  |  | 0
Overheads and Profit
Corporate overheads (expressed as a %) |  |  |  | 0%
Profit (expressed as a %) |  |  |  | 0%
Overheads and Profit Total |  |  |  | 0%
Construction Costs
2 bed 3 person Bungalow (constructed as detached unit) | Quantity | Unit | Rate | Total | No of units | Total
Substructures
Traditional strip foundation and lowest floor construction | 61.2 | m2 |  | 0 | 4 | 0
Superstructures
Superstructures | 61.2 | m2 |  | 0 | 4 | 0
Total cost for 2B3P bungalows (NDSS) | [5 empty] | 0
2 bed 4 person House (constructed as semi detached pair) | Quantity | Unit | Rate | Total | No of units | Total
Substructures
Traditional strip foundation and lowest floor construction (expressed as GIFA) | 70.1 | m2 |  | 0 | 4 | 0
Superstructures
Superstructures | 70.1 | m2 |  | 0 | 4 | 0
Total cost for 2B4P Houses (Non NDSS) | [5 empty] | 0
2 bed 4 person House (constructed as semi detached pair) | Quantity | Unit | Rate | Total | No of units | Total
Substructures
Traditional strip foundation and lowest floor construction (expressed as GIFA) | 80.1 | m2 |  | 0 | 2 | 0
Superstructures
Superstructures | 80.1 | m2 |  | 0 | 2 | 0
Total cost for 2B4P Houses (NDSS) | [5 empty] | 0
3 bed 5 person House (constructed as semi detached pair) | Quantity | Unit | Rate | Total | No of units | Total
Substructures
Traditional strip foundation and lowest floor construction (expressed as GIFA) | 84.7 | m2 |  | 0 | 4 | 0
Superstructures
Superstructures | 84.7 | m2 |  | 0 | 4 | 0
Total cost for 3B5P Houses (Non NDSS) | [5 empty] | 0
3 bed 5 person House (constructed as semi detached pair) | Quantity | Unit | Rate | Total | No of units | Total
Substructures
Traditional strip foundation and lowest floor construction (expressed as GIFA) | 93.7 | m2 |  | 0 | 2 | 0
Superstructures
Superstructures | 93.7 | m2 |  | 0 | 2 | 0
Total cost for 3B5P Houses (NDSS) | [5 empty] | 0
4 bed 6 person House (constructed as semi detached pair) | Quantity | Unit | Rate | Total | No of units | Total
Substructures
Traditional strip foundation and lowest floor construction (expressed as GIFA) | 97.9 | m2 |  | 0 | 2 | 0
Superstructures
Superstructures | 97.9 | m2 |  | 0 | 2 | 0
Total cost for 4B6P Houses (Non NDSS) | [5 empty] | 0
4 bed 6 person House (constructed as semi detached pair) | Quantity | Unit | Rate | Total | No of units | Total
Substructures
Traditional strip foundation and lowest floor construction (expressed as GIFA) | 108.5 | m2 |  | 0 | 2 | 0
Superstructures
Superstructures | 108.5 | m2 |  | 0 | 2 | 0
Total cost for 4B6P Houses (NDSS) | [5 empty] | 0
EXTERNAL WORKS | Quantity | Unit | Rate | Total
Site Preparation Works
Site Clearance (assume 300mm deep inert to landfil) | 4922 | m² |  | 0
Preparatory Groundworks | 4922 | m² |  | 0
Roads, Paths, Pavings and Surfacings
Adopted Road (black tarmac) including all kerbs and dropped kerbs | 575 | m² |  | 0
Adopted footpath 2m wide (black tarmac) including all edgings | 0 | m² |  | 0
Adopted footpath 400mm wide (black tarmac) including all edgings | 84 | m² |  | 0
Non Adopted Parking Space (black tarmac) | 441 | m² |  | 0
PCC concrete paving 600x600mm (PC sum £30/m2 supply) incl edgings | 541 | m² |  | 0
Soft Landscaping, Planting and Irrigation Systems
Turf and topsoil (300mm deep) | 1795 | m² |  | 0
External Planting | 449 | m² |  | 0
Plot timber gates | 20 | no |  | 0
1800mm high close boarded timber fencing, concrete gravel boards and post | 307 | lm |  | 0
2100mm high close boarded timber fencing, concrete gravel boards and post | 276 | lm |  | 0
External Drainage
Site wide Surface Water and Foul Water Drainage | 1 | item | 70000 | 70000 | PROV SUM
Plot drainage | 20 | no |  | 0
Land Drainage | 1 | item | 5000 | 5000 | PROV SUM
External Services
Water Mains Supply | 1 | item | 20000 | 20000 | PROV SUM
Electricity Mains Supply | 1 | item | 15000 | 15000 | PROV SUM
Gas Mains Supply | 1 | item | 20000 | 20000 | PROV SUM
Telecommunications and other Communication System Connections | 1 | item | 7000 | 7000 | PROV SUM
External Street Lighting Systems | 1 | item | 10000 | 10000 | PROV SUM
Builder's Work In Connection with External Services | 1 | item | 5000 | 5000 | PROV SUM
Total cost for External Works | [5 empty] | 152000
SUMMARY | [5 empty] | TOTAL COST
Preliminaries | [5 empty] | 0
Substructure | [5 empty] | 0
Superstructure | [5 empty] | 0
External Works | [5 empty] | 152000
Post Contract Design Fees at say 3% | [5 empty] | 4560
OHP | [5 empty] | 0
TOTAL GREENFIELD SITE COST FOR 20 AFFORDABLE RENT UNITS IN TIMBER FRAME CONSTRUCTION | [5 empty] | 156560
FINAL SUMMARY
TOTAL GREENFIELD SITE COST FOR 20 AFFORDABLE RENT UNITS IN TRADITIONAL CONSTRUCTION | [5 empty] | 156560
TOTAL GREENFIELD SITE COST FOR 20 AFFORDABLE RENT UNITS IN TIMBER FRAME CONSTRUCTION | [5 empty] | 156560
TOTAL COMBINED SITE COST FOR 20 AFFORDABLE RENT UNITS IN TIMBER FRAME CONSTRUCTION AND 20 UNITS IN TRADITIONAL CONSTRUCTION | [5 empty] | 313120

## Low val Lot 5
INNOVATION CHAIN NORTH
Framework of New build Construction Contractors 2020
PRICING SCHEDULE
TENDERER'S NAME | [insert]
LOW VALUE LOT L5
TRADITIONAL CONSTRUCTION
LOCATION | North Yorkshire, West Yorkshire, East Riding of Yorkshire
Virtual Project Scenario
Nature of project | New Build Affordable Rent Units |  |  | 20 no
Size (m2) and Mix (no) of units | 61.2 | 2B3P Bungalow |  | 4 | 244.8 | Type F | NDSS
| 70.1 | 2B4P House |  | 4 | 280.4 | Type A | Non-NDSS
| 80.1 | 2B4P House |  | 2 | 160.2 | Type B | NDSS
| 84.7 | 3B5P House |  | 4 | 338.8 | Type G | Non-NDSS
| 93.7 | 3B5P House |  | 2 | 187.4 | Type E | NDSS
| 97.9 | 4B6P House |  | 2 | 195.8 | Type C | Non-NDSS
| 108.5 | 4B6P House |  | 2 | 217 | Type D | NDSS
GIFA (m2) | 1624.4
Site Access | Good access direct from main adopted road network
Vandalism risk | High risk - CCTV required with security guard nights and weekends
Length of Contract | 52 | working weeks
Base Date / Commencement Date | 31st January 2020
Form of Contract | JCT Design and Build 2016 with ICN Amendments
Pricing schedule notes and guidance
1. All rates submitted should be as outlined in the RICS NRM2 Preliminaries (Main Contract)
2. Accommodation and welfare provisions shall be in strict accordance with the CDM Regulations 2015
3. All rates submitted will be applied and used as a basis for the future negotiation of Fixed Price Contracts for all projects within the aforementioned LOT for the full duration of the Framework Agreement. Annual inflationary increases will be applied from the commencement date of the framework and shall be in accordance with BCIS Tender Price Indices or as evidenced to the satisfaction of the instructing client.
4. All items listed below may not be specifically required on every individual project within this LOT. For the purposes of the evaluation each individual item shall be priced or, if included within another item, annotated accordingly identifying which item it is included within. ICN reserves the right to reject any priced schedules submitted with a tender which includes only summary costs or totals which are not fully completed.
5. Should the tenderer deem that a member of the Site Staff and Supervision team will not be required full time on projects within this LOT then the weekly rate shall be adjusted accordingly not the number of weeks. Consideration should be given that the rates inserted will be fixed for future AMP agreements (only subject to inflationary increases as noted above)
6. None of the measured quantities or descriptions are to be altered, all tendering bids are to be based upon a fixed price schedule for consistency.
7. Preliminaries are to be based on the contract period stated above based on traditional masonry construction. Each item is to be priced based on the relevant contract period. The period stated are for time on site and exclude lead in periods for discharge of pre-start planning conditions. Any other pre-start time costs should be included in the preliminaries. Any items not priced will be deemed not to be required on projects of a similar nature within the afoementioned LOT value range for the duration of the Framework Agreement.
8. Tenderers should allow the percentage for profit and corporate overhead [contractors margin] and these are to include: Contractors profit on net costs. Contracting companies corporate operating overheads on net costs which include cost of premises, employment of non site based staff [with the exception of visiting contract surveyors and construction manager] including estimators, customer care teams, business development managers, buyers, planners, resource, scheduling and programmers, directors and heads of departments, accounts, legal, financing, property costs, administration, IT, human resources, telecoms, transport and vehicles, corporate charges. All contractors contributions to Group overheads [where applicable]
9. The tenderer is to assume Fabric First construction to meet current Building Regulations with no renewables
10. The tenderer should note that non completion of one schedule will not be a compliant tender - both timber frame and traditional need to be completed
11. The tenderer shall complete the pricing schedule based upon the Affordable Rent specification and Standard House Type layouts (as included within the tender documentation) excluding all abnormal costs.
Preliminaries | Quantity | Unit | Rate | Total | Notes
Project specific management and Staff
Project Manager | 52 | weeks |  | 0
Contracts Manager | 52 | weeks |  | 0
Site Engineer | 52 | weeks |  | 0
Site Manager | 52 | weeks |  | 0
Finishing Foreman / Assistant Site Manager | 52 | weeks |  | 0
Labourer (including at handover) | 52 | weeks |  | 0
Quantity Surveying / Commercial Management | 52 | weeks |  | 0
Planner | 52 | weeks |  | 0
Health & Safety Officer | 52 | weeks |  | 0
Site establishment
Delivery of temp accomodation to site and removal on completion | 1 | Item |  | 0
Site office (inc furniture) | 52 | weeks |  | 0
Meeting room (inc furniture) | 52 | weeks |  | 0
Canteens and Kitchens | 52 | weeks |  | 0
Drying room | 52 | weeks |  | 0
Toilets and washrooms | 52 | weeks |  | 0
Secure stores | 52 | weeks |  | 0
Telephones and Photocopiers (connection and charges) | 52 | weeks |  | 0
IT systems with email and internet capability | 52 | weeks |  | 0
Consumables and services associated with site accommodation | 52 | weeks |  | 0
Fire points and fire fighting equipment | 1 | Item |  | 0
Main Contractor's Signboard | 1 | Item |  | 0
Client/Homes England signboard; production, installation and removal (as ER's) | 1 | Item |  | 0
Cleaning
Site cleaning | 52 | weeks |  | 0
Site set up
Tarmac and hardcore compound area | 1 | item |  | 0
Temporary roads incl demarcation for safe pedestrian and vehicular routes | 1 | item |  | 0
Temproary fencing to compound area | 1 | item |  | 0
Temporary security fencing to site perimeter | 1 | item |  | 0
Removal of compound on completion; reinstatement | 1 | item |  | 0
Temp Services incl all connections, disconnections and usage
Water supply | 52 | weeks |  | 0
Gas Supply | 52 | weeks |  | 0
Electric supply, Lighting and power | 52 | weeks |  | 0
Drainage | 52 | weeks |  | 0
Security
Night watchman | 52 | weeks |  | 0
Pedestrian gates | 1 | item |  | 0
Vehicular gates | 1 | item |  | 0
CCTV cameras set up costs | 1 | item |  | 0
CCTV weekly charge | 52 | weeks |  | 0
Material distribution
Forklift and driver | 26 | weeks |  | 0
Site plant
Small Dumper | 26 | weeks |  | 0
Mixer | 26 | weeks |  | 0
Road Sweeper including driver and fuel | 26 | weeks |  | 0
Excavator / mini digger including driver and fuel | 26 | weeks |  | 0
Small tools and equiptment | 26 | weeks |  | 0
Health and Safety
1st aid kit | 1 | item |  | 0
Health and safety site visits | 1 | item |  | 0
Falling from heights | 1 | item |  | 0
Scaffolding
External scaffolding including mat | 1 | item |  | 0
Adaption of Scaffolding | 1 | item |  | 0
Internal Scaffolding | 1 | item |  | 0
Fees and charges
Specialist site survey and level survey | 1 | item |  | 0
As built drawings and manuals | 1 | item |  | 0
CDM regulations and health and safety plan | 1 | item |  | 0
Considerate constructors scheme | 1 | item |  | 0
SAP calculations and energy performance certificates | 1 | item |  | 0
Robust details | 1 | item |  | 0
Building Control Fees | 1 | item |  | 0
Planning Condition Discharge Fees | 15 | no |  | 0 | tenderer to assume there are 15 conditions requiring discharge
Adoption Agreements for Section 278, 104 and 38 Agreements | 1 | item |  | 0 | tenderer to assume road and sewers on virtual plan to be adopted
NHBC (or equivalent) 12 year structural warranty cover | 1 | item |  | 0 | tenderer not to include for insolvency cover
Testing and reports
Methane and radon testing and reports | 1 | item |  | 0
Concrete testing and reports | 1 | item |  | 0
Dilapidation Surveys | 1 | Item |  | 0
Sound testing | 1 | item |  | 0
Air pressure tests | 1 | item |  | 0
Handover costs
Snagging costs / inspections | 1 | item |  | 0
Contract cleaners | 1 | item |  | 0
Clean to external areas | 1 | item |  | 0
Skips | 2 | no |  | 0
Lorry and tipping charges | 1 | item |  | 0
Resident handover packs | 20 | no |  | 0
Insurances and Guarantees
Project specific Insurances | 1 | Item |  | 0
6.5.1 Insurance | 1 | Item |  | 0
Performance bond / parent company guarantee / insolvency cover |  |  |  | NIL | Contractor to indicate on Supplier Questionnaire
Maintenance period
Defects / Maintenance to dwellings | 20 | no |  | 0
External areas - paths, paving and adopted areas | 1 | item |  | 0
Landscaped areas | 1 | item |  | 0
Total of preliminaries |  |  |  | 0
Total of preliminaries expressed as a weekly cost |  |  |  | 0
Overheads and Profit
Corporate overheads (expressed as a %) |  |  |  | 0%
Profit (expressed as a %) |  |  |  | 0%
Overheads and Profit Total |  |  |  | 0%
Construction Costs
2 bed 3 person Bungalow (constructed as detached unit) | Quantity | Unit | Rate | Total | No of units | Total
Substructures
Traditional strip foundation and lowest floor construction | 61.2 | m2 |  | 0 | 4 | 0
Superstructures
Superstructures | 61.2 | m2 |  | 0 | 4 | 0
Total cost for 2B3P bungalows (NDSS) | [5 empty] | 0
2 bed 4 person House (constructed as semi detached pair) | Quantity | Unit | Rate | Total | No of units | Total
Substructures
Traditional strip foundation and lowest floor construction (expressed as GIFA) | 70.1 | m2 |  | 0 | 4 | 0
Superstructures
Superstructures | 70.1 | m2 |  | 0 | 4 | 0
Total cost for 2B4P Houses (Non NDSS) | [5 empty] | 0
2 bed 4 person House (constructed as semi detached pair) | Quantity | Unit | Rate | Total | No of units | Total
Substructures
Traditional strip foundation and lowest floor construction (expressed as GIFA) | 80.1 | m2 |  | 0 | 2 | 0
Superstructures
Superstructures | 80.1 | m2 |  | 0 | 2 | 0
Total cost for 2B4P Houses (NDSS) | [5 empty] | 0
3 bed 5 person House (constructed as semi detached pair) | Quantity | Unit | Rate | Total | No of units | Total
Substructures
Traditional strip foundation and lowest floor construction (expressed as GIFA) | 84.7 | m2 |  | 0 | 4 | 0
Superstructures
Superstructures | 84.7 | m2 |  | 0 | 4 | 0
Total cost for 3B5P Houses (Non NDSS) | [5 empty] | 0
3 bed 5 person House (constructed as semi detached pair) | Quantity | Unit | Rate | Total | No of units | Total
Substructures
Traditional strip foundation and lowest floor construction (expressed as GIFA) | 93.7 | m2 |  | 0 | 2 | 0
Superstructures
Superstructures | 93.7 | m2 |  | 0 | 2 | 0
Total cost for 3B5P Houses (NDSS) | [5 empty] | 0
4 bed 6 person House (constructed as semi detached pair) | Quantity | Unit | Rate | Total | No of units | Total
Substructures
Traditional strip foundation and lowest floor construction (expressed as GIFA) | 97.9 | m2 |  | 0 | 2 | 0
Superstructures
Superstructures | 97.9 | m2 |  | 0 | 2 | 0
Total cost for 4B6P Houses (Non NDSS) | [5 empty] | 0
4 bed 6 person House (constructed as semi detached pair) | Quantity | Unit | Rate | Total | No of units | Total
Substructures
Traditional strip foundation and lowest floor construction (expressed as GIFA) | 108.5 | m2 |  | 0 | 2 | 0
Superstructures
Superstructures | 108.5 | m2 |  | 0 | 2 | 0
Total cost for 4B6P Houses (NDSS) | [5 empty] | 0
EXTERNAL WORKS | Quantity | Unit | Rate | Total
Site Preparation Works
Site Clearance (assume 300mm deep inert to landfil) | 4922 | m² |  | 0
Preparatory Groundworks | 4922 | m² |  | 0
Roads, Paths, Pavings and Surfacings
Adopted Road (black tarmac) including all kerbs and dropped kerbs | 575 | m² |  | 0
Adopted footpath 2m wide (black tarmac) including all edgings | 0 | m² |  | 0
Adopted footpath 400mm wide (black tarmac) including all edgings | 84 | m² |  | 0
Non Adopted Parking Space (black tarmac) | 441 | m² |  | 0
PCC concrete paving 600x600mm (PC sum £30/m2 supply) incl edgings | 541 | m² |  | 0
Soft Landscaping, Planting and Irrigation Systems
Turf and topsoil (300mm deep) | 1795 | m² |  | 0
External Planting | 449 | m² |  | 0
Plot timber gates | 20 | no |  | 0
1800mm high close boarded timber fencing, concrete gravel boards and post | 307 | lm |  | 0
2100mm high close boarded timber fencing, concrete gravel boards and post | 276 | lm |  | 0
External Drainage
Site wide Surface Water and Foul Water Drainage | 1 | item | 70000 | 70000 | PROV SUM
Plot drainage | 20 | item |  | 0
Land Drainage | 1 | item | 5000 | 5000 | PROV SUM
External Services
Water Mains Supply | 1 | item | 20000 | 20000 | PROV SUM
Electricity Mains Supply | 1 | item | 15000 | 15000 | PROV SUM
Gas Mains Supply | 1 | item | 20000 | 20000 | PROV SUM
Telecommunications and other Communication System Connections | 1 | item | 7000 | 7000 | PROV SUM
External Street Lighting Systems | 1 | item | 10000 | 10000 | PROV SUM
Builder's Work In Connection with External Services | 1 | item | 5000 | 5000 | PROV SUM
Total cost for External Works | [5 empty] | 152000
SUMMARY | [5 empty] | TOTAL COST
Preliminaries | [5 empty] | 0
Substructure | [5 empty] | 0
Superstructure | [5 empty] | 0
External Works | [5 empty] | 152000
Post Contract Design Fees at say 3% | [5 empty] | 4560
OH&P | [5 empty] | 0
TOTAL GREENFIELD SITE COST FOR 20 AFFORDABLE RENT UNITS IN TRADITIONAL CONSTRUCTION | [5 empty] | 156560
INNOVATION CHAIN NORTH
Framework of New build Construction Contractors 2020
PRICING SCHEDULE
TENDERER'S NAME | [insert]
LOW VALUE LOT L5
TIMBER FRAME CONSTRUCTION
LOCATION | North Yorkshire, West Yorkshire, East Riding of Yorkshire
Virtual Project Scenario
Nature of project | New Build Affordable Rent Units |  |  | 20 no
Size (m2) and Mix (no) of units | 61.2 | 2B3P Bungalow |  | 4 | 244.8 | Type F
| 70.1 | 2B4P House |  | 4 | 280.4 | Type A
| 80.1 | 2B4P House |  | 2 | 160.2 | Type B
| 84.7 | 3B5P House |  | 4 | 338.8 | Type G
| 93.7 | 3B5P House |  | 2 | 187.4 | Type E
| 97.9 | 4B6P House |  | 2 | 195.8 | Type C
| 108.5 | 4B6P House |  | 2 | 217 | Type D
GIFA (m2) | 1624.4
Site Access | Good access direct from main road network
Vandalism risk | High risk - CCTV required with security guard nights and weekends
Length of Contract | 40 | working weeks
Base Date / Commencement Date | 31st January 2020
Form of Contract | JCT design and build 2016 with ICN Amendments
Pricing schedule notes and guidance
1. All rates submitted should be as outlined in the RICS NRM2 Preliminaries (Main Contract)
2. Accommodation and welfare provisions shall be in strict accordance with the CDM Regulations 2015
3. All rates submitted will be applied and used as a basis for the future negotiation of Fixed Price Contracts for all projects within the aforementioned LOT for the full duration of the Framework Agreement. Annual inflationary increases will be applied from the commencement date of the framework and shall be in accordance with BCIS Tender Price Indices or as evidenced to the satisfaction of the instructing client.
4. All items listed below may not be specifically required on every individual project within this LOT. For the purposes of the evaluation each individual item shall be priced or, if included within another item, annotated accordingly identifying which item it is included within. ICN reserves the right to reject any priced schedules submitted with a tender which includes only summary costs or totals which are not fully completed.
5. Should the tenderer deem that a member of the Site Staff and Supervision team will not be required full time on projects within this LOT then the weekly rate shall be adjusted accordingly not the number of weeks. Consideration should be given that the rates inserted will be fixed for future AMP agreements (only subject to inflationary increases as noted above)
6. None of the measured quantities or descriptions are to be altered, all tendering bids are to be based upon a fixed price schedule for consistency.
7. Preliminaries are to be based on the contract period stated above based on traditional masonry construction. Each item is to be priced based on the relevant contract period. The period stated are for time on site and exclude lead in periods for discharge of pre-start planning conditions. Any other pre-start time costs should be included in the preliminaries. Any items not priced will be deemed not to be required on projects of a similar nature within the afoementioned LOT value range for the duration of the Framework Agreement.
8. Tenderers should allow the percentage for profit and corporate overhead [contractors margin] and these are to include: Contractors profit on net costs. Contracting companies corporate operating overheads on net costs which include cost of premises, employment of non site based staff [with the exception of visiting contract surveyors and construction manager] including estimators, customer care teams, business development managers, buyers, planners, resource, scheduling and programmers, directors and heads of departments, accounts, legal, financing, property costs, administration, IT, human resources, telecoms, transport and vehicles, corporate charges. All contractors contributions to Group overheads [where applicable]
9. The tenderer is to assume Fabric First construction to meet current Building Regulations with no renewables
10. The tenderer should note that non completion of one schedule will not be a compliant tender - both timber frame and traditional need to be completed
11. The tenderer shall complete the pricing schedule based upon the Affordable Rent specification and Standard House Type layouts (as included within the tender documentation) excluding all abnormal costs.
12. The tenderer shall allow for any cranage and associated works within the timber frame superstructures rate not the preliminaries schedule.
Preliminaries | Quantity | Unit | Rate | Total | Notes
Project specific management and Staff
Project Manager | 40 | weeks |  | 0
Contracts Manager | 40 | weeks |  | 0
Site Engineer | 40 | weeks |  | 0
Site Manager | 40 | weeks |  | 0
Finishing Foreman / Assistant Site Manager | 40 | weeks |  | 0
Labourer (including at handover) | 40 | weeks |  | 0
Quantity Surveying /Commercial Management | 40 | weeks |  | 0
Planner | 40 | weeks |  | 0
Health & Safety Officer | 40 | weeks |  | 0
Site establishment
Delivery of temp accomodation to site and removal on completion | 1 | Item |  | 0
Site office (inc furniture) | 40 | weeks |  | 0
Meeting room (inc furniture) | 40 | weeks |  | 0
Canteens and Kitchens | 40 | weeks |  | 0
Drying room | 40 | weeks |  | 0
Toilets and washrooms | 40 | weeks |  | 0
Secure stores | 40 | weeks |  | 0
Telephones and Photocopiers (connection and charges) | 40 | weeks |  | 0
IT systems with email and internet capability | 40 | weeks |  | 0
Consumables and services associated with site accommodation | 40 | weeks |  | 0
Fire points and fire fighting equipment | 1 | Item |  | 0
Main Contractor's Signboard | 1 | Item |  | 0
Client/Homes England signboard; production, installation and removal (as ER's) | 1 | Item |  | 0
Cleaning
Site cleaning | 40 | weeks |  | 0
Site set up
Tarmac and hardcored compound area | 1 | item |  | 0
Temporary roads including demarcation for safe pedestrian and vehicular routes | 1 | item |  | 0
Temproary fencing to compound area | 1 | item |  | 0
Temporary security fencing to site perimeter | 1 | item |  | 0
Removal of compound on completion; reinstatement | 1 | item |  | 0
Temp Services incl all connections, disconnections and usage
Water supply | 40 | weeks |  | 0
Gas Supply | 40 | weeks |  | 0
Electric supply, Lighting and power | 40 | weeks |  | 0
Drainage | 40 | weeks |  | 0
Security
Night watchman | 40 | weeks |  | 0
Pedestrian gates | 1 | item |  | 0
Vehicular gates | 1 | item |  | 0
CCTV cameras set up costs | 1 | item |  | 0
CCTV weekly charge | 40 | weeks |  | 0
Material distribution
Forklift and driver | 20 | weeks |  | 0
Site plant
Small Dumper | 20 | weeks |  | 0
Mixer | 20 | weeks |  | 0
Road Sweeper including driver and fuel | 20 | weeks |  | 0
Excavator / mini digger including driver and fuel | 20 | weeks |  | 0
Small tools and equiptment | 20 | weeks |  | 0
Health and Safety
1st aid kit | 1 | item |  | 0
Health and safety site visits | 1 | item |  | 0
Falling from heights | 1 | item |  | 0
Scaffolding
External scaffolding including mat | 1 | item |  | 0
Adaption of Scaffolding | 1 | item |  | 0
Internal Scaffolding | 1 | item |  | 0
Fees and charges
Specialist site survey and level survey | 1 | item |  | 0
As built drawings and manuals | 1 | item |  | 0
CDM regulations and health and safety plan | 1 | item |  | 0
Considerate constructors scheme | 1 | item |  | 0
SAP calculations and energy performance certificates | 1 | item |  | 0
Robust details | 1 | item |  | 0
Building Control Fees | 1 | item |  | 0
Planning Condition Discharge Fees | 1 | item |  | 0 | tenderer to assume there are 15 conditions requiring discharge
Adoption Agreements for Section 278, 104 and 38 Agreements | 1 | item |  | 0 | tenderer to assume road and sewers on virtual plan to be adopted
NHBC (or equivalent) 12 year structural warranty cover | 1 | item |  | 0 | tenderer not to include for insolvency cover
Testing and reports
Methane and radon testing and reports | 1 | item |  | 0
Concrete testing and reports | 1 | item |  | 0
Dilapidation Surveys | 1 | Item |  | 0
Sound testing | 1 | item |  | 0
Air pressure tests | 1 | item |  | 0
Handover costs
Snagging costs | 1 | item |  | 0
Contract cleaners | 1 | item |  | 0
Clean to external areas | 1 | item |  | 0
Skips | 2 | no |  | 0
Lorry and tipping charges | 1 | item |  | 0
Resident handover packs | 20 | no |  | 0
Insurances and Guarantees
Project specific Insurance | 1 | Item |  | 0
6.5.1 Insurance | 1 | Item |  | 0
Performance bond / parent company guarantee / insolvency cover |  |  |  | NIL | Contractor to indicate on Supplier Questionnaire
Maintenance period
Defects/Maintenance to dwelling | 20 | no |  | 0
External areas - paths, paving and adopted areas | 1 | item |  | 0
Landscaped areas | 1 | item |  | 0
Total of preliminaries |  |  |  | 0
Total of preliminaries expressed as a weekly cost |  |  |  | 0
Overheads and Profit
Corporate overheads (expressed as a %) |  |  |  | 0%
Profit (expressed as a %) |  |  |  | 0%
Overheads and Profit Total |  |  |  | 0%
Construction Costs
2 bed 3 person Bungalow (constructed as detached unit) | Quantity | Unit | Rate | Total | No of units | Total
Substructures
Traditional strip foundation and lowest floor construction | 61.2 | m2 |  | 0 | 4 | 0
Superstructures
Superstructures | 61.2 | m2 |  | 0 | 4 | 0
Total cost for 2B3P bungalows (NDSS) | [5 empty] | 0
2 bed 4 person House (constructed as semi detached pair) | Quantity | Unit | Rate | Total | No of units | Total
Substructures
Traditional strip foundation and lowest floor construction (expressed as GIFA) | 70.1 | m2 |  | 0 | 4 | 0
Superstructures
Superstructures | 70.1 | m2 |  | 0 | 4 | 0
Total cost for 2B4P Houses (Non NDSS) | [5 empty] | 0
2 bed 4 person House (constructed as semi detached pair) | Quantity | Unit | Rate | Total | No of units | Total
Substructures
Traditional strip foundation and lowest floor construction (expressed as GIFA) | 80.1 | m2 |  | 0 | 2 | 0
Superstructures
Superstructures | 80.1 | m2 |  | 0 | 2 | 0
Total cost for 2B4P Houses (NDSS) | [5 empty] | 0
3 bed 5 person House (constructed as semi detached pair) | Quantity | Unit | Rate | Total | No of units | Total
Substructures
Traditional strip foundation and lowest floor construction (expressed as GIFA) | 84.7 | m2 |  | 0 | 4 | 0
Superstructures
Superstructures | 84.7 | m2 |  | 0 | 4 | 0
Total cost for 3B5P Houses (Non NDSS) | [5 empty] | 0
3 bed 5 person House (constructed as semi detached pair) | Quantity | Unit | Rate | Total | No of units | Total
Substructures
Traditional strip foundation and lowest floor construction (expressed as GIFA) | 93.7 | m2 |  | 0 | 2 | 0
Superstructures
Superstructures | 93.7 | m2 |  | 0 | 2 | 0
Total cost for 3B5P Houses (NDSS) | [5 empty] | 0
4 bed 6 person House (constructed as semi detached pair) | Quantity | Unit | Rate | Total | No of units | Total
Substructures
Traditional strip foundation and lowest floor construction (expressed as GIFA) | 97.9 | m2 |  | 0 | 2 | 0
Superstructures
Superstructures | 97.9 | m2 |  | 0 | 2 | 0
Total cost for 4B6P Houses (Non NDSS) | [5 empty] | 0
4 bed 6 person House (constructed as semi detached pair) | Quantity | Unit | Rate | Total | No of units | Total
Substructures
Traditional strip foundation and lowest floor construction (expressed as GIFA) | 108.5 | m2 |  | 0 | 2 | 0
Superstructures
Superstructures | 108.5 | m2 |  | 0 | 2 | 0
Total cost for 4B6P Houses (NDSS) | [5 empty] | 0
EXTERNAL WORKS | Quantity | Unit | Rate | Total
Site Preparation Works
Site Clearance (assume 300mm deep inert to landfil) | 4922 | m² |  | 0
Preparatory Groundworks | 4922 | m² |  | 0
Roads, Paths, Pavings and Surfacings
Adopted Road (black tarmac) including all kerbs and dropped kerbs | 575 | m² |  | 0
Adopted footpath 2m wide (black tarmac) including all edgings | 0 | m² |  | 0
Adopted footpath 400mm wide (black tarmac) including all edgings | 84 | m² |  | 0
Non Adopted Parking Space (black tarmac) | 441 | m² |  | 0
PCC concrete paving 600x600mm (PC sum £30/m2 supply) incl edgings | 541 | m² |  | 0
Soft Landscaping, Planting and Irrigation Systems
Turf and topsoil (300mm deep) | 1795 | m² |  | 0
External Planting | 449 | m² |  | 0
Plot timber gates | 20 | no |  | 0
1800mm high close boarded timber fencing, concrete gravel boards and post | 307 | lm |  | 0
2100mm high close boarded timber fencing, concrete gravel boards and post | 276 | lm |  | 0
External Drainage
Site wide Surface Water and Foul Water Drainage | 1 | item | 70000 | 70000 | PROV SUM
Plot drainage | 20 | no |  | 0
Land Drainage | 1 | item | 5000 | 5000 | PROV SUM
External Services
Water Mains Supply | 1 | item | 20000 | 20000 | PROV SUM
Electricity Mains Supply | 1 | item | 15000 | 15000 | PROV SUM
Gas Mains Supply | 1 | item | 20000 | 20000 | PROV SUM
Telecommunications and other Communication System Connections | 1 | item | 7000 | 7000 | PROV SUM
External Street Lighting Systems | 1 | item | 10000 | 10000 | PROV SUM
Builder's Work In Connection with External Services | 1 | item | 5000 | 5000 | PROV SUM
Total cost for External Works | [5 empty] | 152000
SUMMARY | [5 empty] | TOTAL COST
Preliminaries | [5 empty] | 0
Substructure | [5 empty] | 0
Superstructure | [5 empty] | 0
External Works | [5 empty] | 152000
Post Contract Design Fees at say 3% | [5 empty] | 4560
OHP | [5 empty] | 0
TOTAL GREENFIELD SITE COST FOR 20 AFFORDABLE RENT UNITS IN TIMBER FRAME CONSTRUCTION | [5 empty] | 156560
FINAL SUMMARY
TOTAL GREENFIELD SITE COST FOR 20 AFFORDABLE RENT UNITS IN TRADITIONAL CONSTRUCTION | [5 empty] | 156560
TOTAL GREENFIELD SITE COST FOR 20 AFFORDABLE RENT UNITS IN TIMBER FRAME CONSTRUCTION | [5 empty] | 156560
TOTAL COMBINED SITE COST FOR 20 AFFORDABLE RENT UNITS IN TIMBER FRAME CONSTRUCTION AND 20 UNITS IN TRADITIONAL CONSTRUCTION | [5 empty] | 313120

## Low val Lot 6
INNOVATION CHAIN NORTH
Framework of New build Construction Contractors 2020
PRICING SCHEDULE
TENDERER'S NAME | [insert]
LOW VALUE LOT L6
TRADITIONAL CONSTRUCTION
LOCATION | South Yorkshire, Nottinghamshire, Lincolnshire, Derbyshire East
Virtual Project Scenario
Nature of project | New Build Affordable Rent Units |  |  | 20 no
Size (m2) and Mix (no) of units | 61.2 | 2B3P Bungalow |  | 4 | 244.8 | Type F | NDSS
| 70.1 | 2B4P House |  | 4 | 280.4 | Type A | Non-NDSS
| 80.1 | 2B4P House |  | 2 | 160.2 | Type B | NDSS
| 84.7 | 3B5P House |  | 4 | 338.8 | Type G | Non-NDSS
| 93.7 | 3B5P House |  | 2 | 187.4 | Type E | NDSS
| 97.9 | 4B6P House |  | 2 | 195.8 | Type C | Non-NDSS
| 108.5 | 4B6P House |  | 2 | 217 | Type D | NDSS
GIFA (m2) | 1624.4
Site Access | Good access direct from main adopted road network
Vandalism risk | High risk - CCTV required with security guard nights and weekends
Length of Contract | 52 | working weeks
Base Date / Commencement Date | 31st January 2020
Form of Contract | JCT Design and Build 2016 with ICN Amendments
Pricing schedule notes and guidance
1. All rates submitted should be as outlined in the RICS NRM2 Preliminaries (Main Contract)
2. Accommodation and welfare provisions shall be in strict accordance with the CDM Regulations 2015
3. All rates submitted will be applied and used as a basis for the future negotiation of Fixed Price Contracts for all projects within the aforementioned LOT for the full duration of the Framework Agreement. Annual inflationary increases will be applied from the commencement date of the framework and shall be in accordance with BCIS Tender Price Indices or as evidenced to the satisfaction of the instructing client.
4. All items listed below may not be specifically required on every individual project within this LOT. For the purposes of the evaluation each individual item shall be priced or, if included within another item, annotated accordingly identifying which item it is included within. ICN reserves the right to reject any priced schedules submitted with a tender which includes only summary costs or totals which are not fully completed.
5. Should the tenderer deem that a member of the Site Staff and Supervision team will not be required full time on projects within this LOT then the weekly rate shall be adjusted accordingly not the number of weeks. Consideration should be given that the rates inserted will be fixed for future AMP agreements (only subject to inflationary increases as noted above)
6. None of the measured quantities or descriptions are to be altered, all tendering bids are to be based upon a fixed price schedule for consistency.
7. Preliminaries are to be based on the contract period stated above based on traditional masonry construction. Each item is to be priced based on the relevant contract period. The period stated are for time on site and exclude lead in periods for discharge of pre-start planning conditions. Any other pre-start time costs should be included in the preliminaries. Any items not priced will be deemed not to be required on projects of a similar nature within the afoementioned LOT value range for the duration of the Framework Agreement.
8. Tenderers should allow the percentage for profit and corporate overhead [contractors margin] and these are to include: Contractors profit on net costs. Contracting companies corporate operating overheads on net costs which include cost of premises, employment of non site based staff [with the exception of visiting contract surveyors and construction manager] including estimators, customer care teams, business development managers, buyers, planners, resource, scheduling and programmers, directors and heads of departments, accounts, legal, financing, property costs, administration, IT, human resources, telecoms, transport and vehicles, corporate charges. All contractors contributions to Group overheads [where applicable]
9. The tenderer is to assume Fabric First construction to meet current Building Regulations with no renewables
10. The tenderer should note that non completion of one schedule will not be a compliant tender - both timber frame and traditional need to be completed
11. The tenderer shall complete the pricing schedule based upon the Affordable Rent specification and Standard House Type layouts (as included within the tender documentation) excluding all abnormal costs.
Preliminaries | Quantity | Unit | Rate | Total | Notes
Project specific management and Staff
Project Manager | 52 | weeks |  | 0
Contracts Manager | 52 | weeks |  | 0
Site Engineer | 52 | weeks |  | 0
Site Manager | 52 | weeks |  | 0
Finishing Foreman / Assistant Site Manager | 52 | weeks |  | 0
Labourer (including at handover) | 52 | weeks |  | 0
Quantity Surveying / Commercial Management | 52 | weeks |  | 0
Planner | 52 | weeks |  | 0
Health & Safety Officer | 52 | weeks |  | 0
Site establishment
Delivery of temp accomodation to site and removal on completion | 1 | Item |  | 0
Site office (inc furniture) | 52 | weeks |  | 0
Meeting room (inc furniture) | 52 | weeks |  | 0
Canteens and Kitchens | 52 | weeks |  | 0
Drying room | 52 | weeks |  | 0
Toilets and washrooms | 52 | weeks |  | 0
Secure stores | 52 | weeks |  | 0
Telephones and Photocopiers (connection and charges) | 52 | weeks |  | 0
IT systems with email and internet capability | 52 | weeks |  | 0
Consumables and services associated with site accommodation | 52 | weeks |  | 0
Fire points and fire fighting equipment | 1 | Item |  | 0
Main Contractor's Signboard | 1 | Item |  | 0
Client/Homes England signboard; production, installation and removal (as ER's) | 1 | Item |  | 0
Cleaning
Site cleaning | 52 | weeks |  | 0
Site set up
Tarmac and hardcore compound area | 1 | item |  | 0
Temporary roads incl demarcation for safe pedestrian and vehicular routes | 1 | item |  | 0
Temproary fencing to compound area | 1 | item |  | 0
Temporary security fencing to site perimeter | 1 | item |  | 0
Removal of compound on completion; reinstatement | 1 | item |  | 0
Temp Services incl all connections, disconnections and usage
Water supply | 52 | weeks |  | 0
Gas Supply | 52 | weeks |  | 0
Electric supply, Lighting and power | 52 | weeks |  | 0
Drainage | 52 | weeks |  | 0
Security
Night watchman | 52 | weeks |  | 0
Pedestrian gates | 1 | item |  | 0
Vehicular gates | 1 | item |  | 0
CCTV cameras set up costs | 1 | item |  | 0
CCTV weekly charge | 52 | weeks |  | 0
Material distribution
Forklift and driver | 26 | weeks |  | 0
Site plant
Small Dumper | 26 | weeks |  | 0
Mixer | 26 | weeks |  | 0
Road Sweeper including driver and fuel | 26 | weeks |  | 0
Excavator / mini digger including driver and fuel | 26 | weeks |  | 0
Small tools and equiptment | 26 | weeks |  | 0
Health and Safety
1st aid kit | 1 | item |  | 0
Health and safety site visits | 1 | item |  | 0
Falling from heights | 1 | item |  | 0
Scaffolding
External scaffolding including mat | 1 | item |  | 0
Adaption of Scaffolding | 1 | item |  | 0
Internal Scaffolding | 1 | item |  | 0
Fees and charges
Specialist site survey and level survey | 1 | item |  | 0
As built drawings and manuals | 1 | item |  | 0
CDM regulations and health and safety plan | 1 | item |  | 0
Considerate constructors scheme | 1 | item |  | 0
SAP calculations and energy performance certificates | 1 | item |  | 0
Robust details | 1 | item |  | 0
Building Control Fees | 1 | item |  | 0
Planning Condition Discharge Fees | 15 | no |  | 0 | tenderer to assume there are 15 conditions requiring discharge
Adoption Agreements for Section 278, 104 and 38 Agreements | 1 | item |  | 0 | tenderer to assume road and sewers on virtual plan to be adopted
NHBC (or equivalent) 12 year structural warranty cover | 1 | item |  | 0 | tenderer not to include for insolvency cover
Testing and reports
Methane and radon testing and reports | 1 | item |  | 0
Concrete testing and reports | 1 | item |  | 0
Dilapidation Surveys | 1 | Item |  | 0
Sound testing | 1 | item |  | 0
Air pressure tests | 1 | item |  | 0
Handover costs
Snagging costs / inspections | 1 | item |  | 0
Contract cleaners | 1 | item |  | 0
Clean to external areas | 1 | item |  | 0
Skips | 2 | no |  | 0
Lorry and tipping charges | 1 | item |  | 0
Resident handover packs | 20 | no |  | 0
Insurances and Guarantees
Project specific Insurances | 1 | Item |  | 0
6.5.1 Insurance | 1 | Item |  | 0
Performance bond / parent company guarantee / insolvency cover |  |  |  | NIL | Contractor to indicate on Supplier Questionnaire
Maintenance period
Defects / Maintenance to dwellings | 20 | no |  | 0
External areas - paths, paving and adopted areas | 1 | item |  | 0
Landscaped areas | 1 | item |  | 0
Total of preliminaries |  |  |  | 0
Total of preliminaries expressed as a weekly cost |  |  |  | 0
Overheads and Profit
Corporate overheads (expressed as a %) |  |  |  | 0%
Profit (expressed as a %) |  |  |  | 0%
Overheads and Profit Total |  |  |  | 0%
Construction Costs
2 bed 3 person Bungalow (constructed as detached unit) | Quantity | Unit | Rate | Total | No of units | Total
Substructures
Traditional strip foundation and lowest floor construction | 61.2 | m2 |  | 0 | 4 | 0
Superstructures
Superstructures | 61.2 | m2 |  | 0 | 4 | 0
Total cost for 2B3P bungalows (NDSS) | [5 empty] | 0
2 bed 4 person House (constructed as semi detached pair) | Quantity | Unit | Rate | Total | No of units | Total
Substructures
Traditional strip foundation and lowest floor construction (expressed as GIFA) | 70.1 | m2 |  | 0 | 4 | 0
Superstructures
Superstructures | 70.1 | m2 |  | 0 | 4 | 0
Total cost for 2B4P Houses (Non NDSS) | [5 empty] | 0
2 bed 4 person House (constructed as semi detached pair) | Quantity | Unit | Rate | Total | No of units | Total
Substructures
Traditional strip foundation and lowest floor construction (expressed as GIFA) | 80.1 | m2 |  | 0 | 2 | 0
Superstructures
Superstructures | 80.1 | m2 |  | 0 | 2 | 0
Total cost for 2B4P Houses (NDSS) | [5 empty] | 0
3 bed 5 person House (constructed as semi detached pair) | Quantity | Unit | Rate | Total | No of units | Total
Substructures
Traditional strip foundation and lowest floor construction (expressed as GIFA) | 84.7 | m2 |  | 0 | 4 | 0
Superstructures
Superstructures | 84.7 | m2 |  | 0 | 4 | 0
Total cost for 3B5P Houses (Non NDSS) | [5 empty] | 0
3 bed 5 person House (constructed as semi detached pair) | Quantity | Unit | Rate | Total | No of units | Total
Substructures
Traditional strip foundation and lowest floor construction (expressed as GIFA) | 93.7 | m2 |  | 0 | 2 | 0
Superstructures
Superstructures | 93.7 | m2 |  | 0 | 2 | 0
Total cost for 3B5P Houses (NDSS) | [5 empty] | 0
4 bed 6 person House (constructed as semi detached pair) | Quantity | Unit | Rate | Total | No of units | Total
Substructures
Traditional strip foundation and lowest floor construction (expressed as GIFA) | 97.9 | m2 |  | 0 | 2 | 0
Superstructures
Superstructures | 97.9 | m2 |  | 0 | 2 | 0
Total cost for 4B6P Houses (Non NDSS) | [5 empty] | 0
4 bed 6 person House (constructed as semi detached pair) | Quantity | Unit | Rate | Total | No of units | Total
Substructures
Traditional strip foundation and lowest floor construction (expressed as GIFA) | 108.5 | m2 |  | 0 | 2 | 0
Superstructures
Superstructures | 108.5 | m2 |  | 0 | 2 | 0
Total cost for 4B6P Houses (NDSS) | [5 empty] | 0
EXTERNAL WORKS | Quantity | Unit | Rate | Total
Site Preparation Works
Site Clearance (assume 300mm deep inert to landfil) | 4922 | m² |  | 0
Preparatory Groundworks | 4922 | m² |  | 0
Roads, Paths, Pavings and Surfacings
Adopted Road (black tarmac) including all kerbs and dropped kerbs | 575 | m² |  | 0
Adopted footpath 2m wide (black tarmac) including all edgings | 0 | m² |  | 0
Adopted footpath 400mm wide (black tarmac) including all edgings | 84 | m² |  | 0
Non Adopted Parking Space (black tarmac) | 441 | m² |  | 0
PCC concrete paving 600x600mm (PC sum £30/m2 supply) incl edgings | 541 | m² |  | 0
Soft Landscaping, Planting and Irrigation Systems
Turf and topsoil (300mm deep) | 1795 | m² |  | 0
External Planting | 449 | m² |  | 0
Plot timber gates | 20 | no |  | 0
1800mm high close boarded timber fencing, concrete gravel boards and post | 307 | lm |  | 0
2100mm high close boarded timber fencing, concrete gravel boards and post | 276 | lm |  | 0
External Drainage
Site wide Surface Water and Foul Water Drainage | 1 | item | 70000 | 70000 | PROV SUM
Plot drainage | 20 | item |  | 0
Land Drainage | 1 | item | 5000 | 5000 | PROV SUM
External Services
Water Mains Supply | 1 | item | 20000 | 20000 | PROV SUM
Electricity Mains Supply | 1 | item | 15000 | 15000 | PROV SUM
Gas Mains Supply | 1 | item | 20000 | 20000 | PROV SUM
Telecommunications and other Communication System Connections | 1 | item | 7000 | 7000 | PROV SUM
External Street Lighting Systems | 1 | item | 10000 | 10000 | PROV SUM
Builder's Work In Connection with External Services | 1 | item | 5000 | 5000 | PROV SUM
Total cost for External Works | [5 empty] | 152000
SUMMARY | [5 empty] | TOTAL COST
Preliminaries | [5 empty] | 0
Substructure | [5 empty] | 0
Superstructure | [5 empty] | 0
External Works | [5 empty] | 152000
Post Contract Design Fees at say 3% | [5 empty] | 4560
OH&P | [5 empty] | 0
TOTAL GREENFIELD SITE COST FOR 20 AFFORDABLE RENT UNITS IN TRADITIONAL CONSTRUCTION | [5 empty] | 156560
INNOVATION CHAIN NORTH
Framework of New build Construction Contractors 2020
PRICING SCHEDULE
TENDERER'S NAME | [insert]
LOW VALUE LOT L6
TIMBER FRAME CONSTRUCTION
LOCATION | South Yorkshire, Nottinghamshire, Lincolnshire, Derbyshire East
Virtual Project Scenario
Nature of project | New Build Affordable Rent Units |  |  | 20 no
Size (m2) and Mix (no) of units | 61.2 | 2B3P Bungalow |  | 4 | 244.8 | Type F
| 70.1 | 2B4P House |  | 4 | 280.4 | Type A
| 80.1 | 2B4P House |  | 2 | 160.2 | Type B
| 84.7 | 3B5P House |  | 4 | 338.8 | Type G
| 93.7 | 3B5P House |  | 2 | 187.4 | Type E
| 97.9 | 4B6P House |  | 2 | 195.8 | Type C
| 108.5 | 4B6P House |  | 2 | 217 | Type D
GIFA (m2) | 1624.4
Site Access | Good access direct from main road network
Vandalism risk | High risk - CCTV required with security guard nights and weekends
Length of Contract | 40 | working weeks
Base Date / Commencement Date | 31st January 2020
Form of Contract | JCT design and build 2016 with ICN Amendments
Pricing schedule notes and guidance
1. All rates submitted should be as outlined in the RICS NRM2 Preliminaries (Main Contract)
2. Accommodation and welfare provisions shall be in strict accordance with the CDM Regulations 2015
3. All rates submitted will be applied and used as a basis for the future negotiation of Fixed Price Contracts for all projects within the aforementioned LOT for the full duration of the Framework Agreement. Annual inflationary increases will be applied from the commencement date of the framework and shall be in accordance with BCIS Tender Price Indices or as evidenced to the satisfaction of the instructing client.
4. All items listed below may not be specifically required on every individual project within this LOT. For the purposes of the evaluation each individual item shall be priced or, if included within another item, annotated accordingly identifying which item it is included within. ICN reserves the right to reject any priced schedules submitted with a tender which includes only summary costs or totals which are not fully completed.
5. Should the tenderer deem that a member of the Site Staff and Supervision team will not be required full time on projects within this LOT then the weekly rate shall be adjusted accordingly not the number of weeks. Consideration should be given that the rates inserted will be fixed for future AMP agreements (only subject to inflationary increases as noted above)
6. None of the measured quantities or descriptions are to be altered, all tendering bids are to be based upon a fixed price schedule for consistency.
7. Preliminaries are to be based on the contract period stated above based on traditional masonry construction. Each item is to be priced based on the relevant contract period. The period stated are for time on site and exclude lead in periods for discharge of pre-start planning conditions. Any other pre-start time costs should be included in the preliminaries. Any items not priced will be deemed not to be required on projects of a similar nature within the afoementioned LOT value range for the duration of the Framework Agreement.
8. Tenderers should allow the percentage for profit and corporate overhead [contractors margin] and these are to include: Contractors profit on net costs. Contracting companies corporate operating overheads on net costs which include cost of premises, employment of non site based staff [with the exception of visiting contract surveyors and construction manager] including estimators, customer care teams, business development managers, buyers, planners, resource, scheduling and programmers, directors and heads of departments, accounts, legal, financing, property costs, administration, IT, human resources, telecoms, transport and vehicles, corporate charges. All contractors contributions to Group overheads [where applicable]
9. The tenderer is to assume Fabric First construction to meet current Building Regulations with no renewables
10. The tenderer should note that non completion of one schedule will not be a compliant tender - both timber frame and traditional need to be completed
11. The tenderer shall complete the pricing schedule based upon the Affordable Rent specification and Standard House Type layouts (as included within the tender documentation) excluding all abnormal costs.
12. The tenderer shall allow for any cranage and associated works within the timber frame superstructures rate not the preliminaries schedule.
Preliminaries | Quantity | Unit | Rate | Total | Notes
Project specific management and Staff
Project Manager | 40 | weeks |  | 0
Contracts Manager | 40 | weeks |  | 0
Site Engineer | 40 | weeks |  | 0
Site Manager | 40 | weeks |  | 0
Finishing Foreman / Assistant Site Manager | 40 | weeks |  | 0
Labourer (including at handover) | 40 | weeks |  | 0
Quantity Surveying /Commercial Management | 40 | weeks |  | 0
Planner | 40 | weeks |  | 0
Health & Safety Officer | 40 | weeks |  | 0
Site establishment
Delivery of temp accomodation to site and removal on completion | 1 | Item |  | 0
Site office (inc furniture) | 40 | weeks |  | 0
Meeting room (inc furniture) | 40 | weeks |  | 0
Canteens and Kitchens | 40 | weeks |  | 0
Drying room | 40 | weeks |  | 0
Toilets and washrooms | 40 | weeks |  | 0
Secure stores | 40 | weeks |  | 0
Telephones and Photocopiers (connection and charges) | 40 | weeks |  | 0
IT systems with email and internet capability | 40 | weeks |  | 0
Consumables and services associated with site accommodation | 40 | weeks |  | 0
Fire points and fire fighting equipment | 1 | Item |  | 0
Main Contractor's Signboard | 1 | Item |  | 0
Client/Homes England signboard; production, installation and removal (as ER's) | 1 | Item |  | 0
Cleaning
Site cleaning | 40 | weeks |  | 0
Site set up
Tarmac and hardcored compound area | 1 | item |  | 0
Temporary roads including demarcation for safe pedestrian and vehicular routes | 1 | item |  | 0
Temproary fencing to compound area | 1 | item |  | 0
Temporary security fencing to site perimeter | 1 | item |  | 0
Removal of compound on completion; reinstatement | 1 | item |  | 0
Temp Services incl all connections, disconnections and usage
Water supply | 40 | weeks |  | 0
Gas Supply | 40 | weeks |  | 0
Electric supply, Lighting and power | 40 | weeks |  | 0
Drainage | 40 | weeks |  | 0
Security
Night watchman | 40 | weeks |  | 0
Pedestrian gates | 1 | item |  | 0
Vehicular gates | 1 | item |  | 0
CCTV cameras set up costs | 1 | item |  | 0
CCTV weekly charge | 40 | weeks |  | 0
Material distribution
Forklift and driver | 20 | weeks |  | 0
Site plant
Small Dumper | 20 | weeks |  | 0
Mixer | 20 | weeks |  | 0
Road Sweeper including driver and fuel | 20 | weeks |  | 0
Excavator / mini digger including driver and fuel | 20 | weeks |  | 0
Small tools and equiptment | 20 | weeks |  | 0
Health and Safety
1st aid kit | 1 | item |  | 0
Health and safety site visits | 1 | item |  | 0
Falling from heights | 1 | item |  | 0
Scaffolding
External scaffolding including mat | 1 | item |  | 0
Adaption of Scaffolding | 1 | item |  | 0
Internal Scaffolding | 1 | item |  | 0
Fees and charges
Specialist site survey and level survey | 1 | item |  | 0
As built drawings and manuals | 1 | item |  | 0
CDM regulations and health and safety plan | 1 | item |  | 0
Considerate constructors scheme | 1 | item |  | 0
SAP calculations and energy performance certificates | 1 | item |  | 0
Robust details | 1 | item |  | 0
Building Control Fees | 1 | item |  | 0
Planning Condition Discharge Fees | 1 | item |  | 0 | tenderer to assume there are 15 conditions requiring discharge
Adoption Agreements for Section 278, 104 and 38 Agreements | 1 | item |  | 0 | tenderer to assume road and sewers on virtual plan to be adopted
NHBC (or equivalent) 12 year structural warranty cover | 1 | item |  | 0 | tenderer not to include for insolvency cover
Testing and reports
Methane and radon testing and reports | 1 | item |  | 0
Concrete testing and reports | 1 | item |  | 0
Dilapidation Surveys | 1 | Item |  | 0
Sound testing | 1 | item |  | 0
Air pressure tests | 1 | item |  | 0
Handover costs
Snagging costs | 1 | item |  | 0
Contract cleaners | 1 | item |  | 0
Clean to external areas | 1 | item |  | 0
Skips | 2 | no |  | 0
Lorry and tipping charges | 1 | item |  | 0
Resident handover packs | 20 | no |  | 0
Insurances and Guarantees
Project specific Insurance | 1 | Item |  | 0
6.5.1 Insurance | 1 | Item |  | 0
Performance bond / parent company guarantee / insolvency cover |  |  |  | NIL | Contractor to indicate on Supplier Questionnaire
Maintenance period
Defects/Maintenance to dwelling | 20 | no |  | 0
External areas - paths, paving and adopted areas | 1 | item |  | 0
Landscaped areas | 1 | item |  | 0
Total of preliminaries |  |  |  | 0
Total of preliminaries expressed as a weekly cost |  |  |  | 0
Overheads and Profit
Corporate overheads (expressed as a %) |  |  |  | 0%
Profit (expressed as a %) |  |  |  | 0%
Overheads and Profit Total |  |  |  | 0%
Construction Costs
2 bed 3 person Bungalow (constructed as detached unit) | Quantity | Unit | Rate | Total | No of units | Total
Substructures
Traditional strip foundation and lowest floor construction | 61.2 | m2 |  | 0 | 4 | 0
Superstructures
Superstructures | 61.2 | m2 |  | 0 | 4 | 0
Total cost for 2B3P bungalows (NDSS) | [5 empty] | 0
2 bed 4 person House (constructed as semi detached pair) | Quantity | Unit | Rate | Total | No of units | Total
Substructures
Traditional strip foundation and lowest floor construction (expressed as GIFA) | 70.1 | m2 |  | 0 | 4 | 0
Superstructures
Superstructures | 70.1 | m2 |  | 0 | 4 | 0
Total cost for 2B4P Houses (Non NDSS) | [5 empty] | 0
2 bed 4 person House (constructed as semi detached pair) | Quantity | Unit | Rate | Total | No of units | Total
Substructures
Traditional strip foundation and lowest floor construction (expressed as GIFA) | 80.1 | m2 |  | 0 | 2 | 0
Superstructures
Superstructures | 80.1 | m2 |  | 0 | 2 | 0
Total cost for 2B4P Houses (NDSS) | [5 empty] | 0
3 bed 5 person House (constructed as semi detached pair) | Quantity | Unit | Rate | Total | No of units | Total
Substructures
Traditional strip foundation and lowest floor construction (expressed as GIFA) | 84.7 | m2 |  | 0 | 4 | 0
Superstructures
Superstructures | 84.7 | m2 |  | 0 | 4 | 0
Total cost for 3B5P Houses (Non NDSS) | [5 empty] | 0
3 bed 5 person House (constructed as semi detached pair) | Quantity | Unit | Rate | Total | No of units | Total
Substructures
Traditional strip foundation and lowest floor construction (expressed as GIFA) | 93.7 | m2 |  | 0 | 2 | 0
Superstructures
Superstructures | 93.7 | m2 |  | 0 | 2 | 0
Total cost for 3B5P Houses (NDSS) | [5 empty] | 0
4 bed 6 person House (constructed as semi detached pair) | Quantity | Unit | Rate | Total | No of units | Total
Substructures
Traditional strip foundation and lowest floor construction (expressed as GIFA) | 97.9 | m2 |  | 0 | 2 | 0
Superstructures
Superstructures | 97.9 | m2 |  | 0 | 2 | 0
Total cost for 4B6P Houses (Non NDSS) | [5 empty] | 0
4 bed 6 person House (constructed as semi detached pair) | Quantity | Unit | Rate | Total | No of units | Total
Substructures
Traditional strip foundation and lowest floor construction (expressed as GIFA) | 108.5 | m2 |  | 0 | 2 | 0
Superstructures
Superstructures | 108.5 | m2 |  | 0 | 2 | 0
Total cost for 4B6P Houses (NDSS) | [5 empty] | 0
EXTERNAL WORKS | Quantity | Unit | Rate | Total
Site Preparation Works
Site Clearance (assume 300mm deep inert to landfil) | 4922 | m² |  | 0
Preparatory Groundworks | 4922 | m² |  | 0
Roads, Paths, Pavings and Surfacings
Adopted Road (black tarmac) including all kerbs and dropped kerbs | 575 | m² |  | 0
Adopted footpath 2m wide (black tarmac) including all edgings | 0 | m² |  | 0
Adopted footpath 400mm wide (black tarmac) including all edgings | 84 | m² |  | 0
Non Adopted Parking Space (black tarmac) | 441 | m² |  | 0
PCC concrete paving 600x600mm (PC sum £30/m2 supply) incl edgings | 541 | m² |  | 0
Soft Landscaping, Planting and Irrigation Systems
Turf and topsoil (300mm deep) | 1795 | m² |  | 0
External Planting | 449 | m² |  | 0
Plot timber gates | 20 | no |  | 0
1800mm high close boarded timber fencing, concrete gravel boards and post | 307 | lm |  | 0
2100mm high close boarded timber fencing, concrete gravel boards and post | 276 | lm |  | 0
External Drainage
Site wide Surface Water and Foul Water Drainage | 1 | item | 70000 | 70000 | PROV SUM
Plot drainage | 20 | no |  | 0
Land Drainage | 1 | item | 5000 | 5000 | PROV SUM
External Services
Water Mains Supply | 1 | item | 20000 | 20000 | PROV SUM
Electricity Mains Supply | 1 | item | 15000 | 15000 | PROV SUM
Gas Mains Supply | 1 | item | 20000 | 20000 | PROV SUM
Telecommunications and other Communication System Connections | 1 | item | 7000 | 7000 | PROV SUM
External Street Lighting Systems | 1 | item | 10000 | 10000 | PROV SUM
Builder's Work In Connection with External Services | 1 | item | 5000 | 5000 | PROV SUM
Total cost for External Works | [5 empty] | 152000
SUMMARY | [5 empty] | TOTAL COST
Preliminaries | [5 empty] | 0
Substructure | [5 empty] | 0
Superstructure | [5 empty] | 0
External Works | [5 empty] | 152000
Post Contract Design Fees at say 3% | [5 empty] | 4560
OHP | [5 empty] | 0
TOTAL GREENFIELD SITE COST FOR 20 AFFORDABLE RENT UNITS IN TIMBER FRAME CONSTRUCTION | [5 empty] | 156560
FINAL SUMMARY
TOTAL GREENFIELD SITE COST FOR 20 AFFORDABLE RENT UNITS IN TRADITIONAL CONSTRUCTION | [5 empty] | 156560
TOTAL GREENFIELD SITE COST FOR 20 AFFORDABLE RENT UNITS IN TIMBER FRAME CONSTRUCTION | [5 empty] | 156560
TOTAL COMBINED SITE COST FOR 20 AFFORDABLE RENT UNITS IN TIMBER FRAME CONSTRUCTION AND 20 UNITS IN TRADITIONAL CONSTRUCTION | [5 empty] | 313120

## High val Lot 1
INNOVATION CHAIN NORTH
Framework of New build Construction Contractors 2020
PRICING SCHEDULE
TENDERER'S NAME | CARROLL BUILD
HIGH VALUE LOT H1
TRADITIONAL CONSTRUCTION
LOCATION | Greater Manchester, Merseyside, Cheshire, Derbyshire West, Staffordshire, Lancashire, Cumbria
Virtual Project Scenario
Nature of project | New Build Affordable Rent Units |  |  | 70 no
Size (m2) and Mix (no) of units | 61.2 | 2B3P Bungalow |  | 16 | 979.2 | Type F | NDSS
| 70.1 | 2B4P House |  | 10 | 701 | Type A | Non-NDSS
| 80.1 | 2B4P House |  | 8 | 640.8 | Type B | NDSS
| 84.7 | 3B5P House |  | 10 | 847 | Type G | Non-NDSS
| 93.7 | 3B5P House |  | 8 | 749.6 | Type E | NDSS
| 97.9 | 4B6P House |  | 8 | 783.2 | Type C | Non-NDSS
| 108.5 | 4B6P House |  | 10 | 1085 | Type D | NDSS
GIFA (m2) | 5785.8
Site Access | Good access direct from main adopted road network
Vandalism risk | High risk - CCTV required with security guard nights and weekends
Length of Contract | 85 | working weeks
Base Date / Commencement Date | 31st January 2020
Form of Contract | JCT Design and Build 2016 with ICN Amendments
Pricing schedule notes and guidance
1. All rates submitted should be as outlined in the RICS NRM2 Preliminaries (Main Contract)
2. Accommodation and welfare provisions shall be in strict accordance with the CDM Regulations 2015
3. All rates submitted will be applied and used as a basis for the future negotiation of Fixed Price Contracts for all projects within the aforementioned LOT for the full duration of the Framework Agreement. Annual inflationary increases will be applied from the commencement date of the framework and shall be in accordance with BCIS Tender Price Indices or as evidenced to the satisfaction of the instructing client.
4. All items listed below may not be specifically required on every individual project within this LOT. For the purposes of the evaluation each individual item shall be priced or, if included within another item, annotated accordingly identifying which item it is included within. ICN reserves the right to reject any priced schedules submitted with a tender which includes only summary costs or totals which are not fully completed.
5. Should the tenderer deem that a member of the Site Staff and Supervision team will not be required full time on projects within this LOT then the weekly rate shall be adjusted accordingly not the number of weeks. Consideration should be given that the rates inserted will be fixed for future AMP agreements (only subject to inflationary increases as noted above)
6. None of the measured quantities or descriptions are to be altered, all tendering bids are to be based upon a fixed price schedule for consistency.
7. Preliminaries are to be based on the contract period stated above based on traditional masonry construction. Each item is to be priced based on the relevant contract period. The period stated are for time on site and exclude lead in periods for discharge of pre-start planning conditions. Any other pre-start time costs should be included in the preliminaries. Any items not priced will be deemed not to be required on projects of a similar nature within the afoementioned LOT value range for the duration of the Framework Agreement.
8. Tenderers should allow the percentage for profit and corporate overhead [contractors margin] and these are to include: Contractors profit on net costs. Contracting companies corporate operating overheads on net costs which include cost of premises, employment of non site based staff [with the exception of visiting contract surveyors and construction manager] including estimators, customer care teams, business development managers, buyers, planners, resource, scheduling and programmers, directors and heads of departments, accounts, legal, financing, property costs, administration, IT, human resources, telecoms, transport and vehicles, corporate charges. All contractors contributions to Group overheads [where applicable]
9. The tenderer is to assume Fabric First construction to meet current Building Regulations with no renewables
10. The tenderer should note that non completion of one schedule will not be a compliant tender - both timber frame and traditional need to be completed
11. The tenderer shall complete the pricing schedule based upon the Affordable Rent specification and Standard House Type layouts (as included within the tender documentation) excluding all abnormal costs.
Preliminaries | Quantity | Unit | Rate | Total | Notes
Project specific management and Staff
Project Manager | 85 | weeks | 131.538 | 11180.73 | 0.5 days
Contracts Manager | 85 | weeks | 219.23 | 18634.55 | 1 day
Site Engineer | 85 | weeks | 54.8075 | 4658.6375 | 1 day / month
Site Manager | 85 | weeks | 844.2922 | 71764.84 | 73 weeks
Finishing Foreman / Assistant Site Manager | 85 | weeks | 479.7318 | 40777.2 | 60 weeks
Labourer (including at handover) | 85 | weeks | 551.3046 | 46860.89 | 73 weeks
Quantity Surveying / Commercial Management | 85 | weeks | 472.032 | 40122.72 | 2 day / week
Planner | 85 | weeks | 54.8075 | 4658.6375 | 1 day / month
Health & Safety Officer | 85 | weeks | 131.54 | 11180.9 | 1 day / month
Site establishment
Delivery of temp accomodation to site and removal on completion | 1 | Item | 1760 | 1760
Site office (inc furniture) | 85 | weeks | 50 | 4250
Meeting room (inc furniture) | 85 | weeks | 35 | 2975
Canteens and Kitchens | 85 | weeks | 50 | 4250
Drying room | 85 | weeks | 25 | 2125
Toilets and washrooms | 85 | weeks | 55 | 4675
Secure stores | 85 | weeks | 30 | 2550
Telephones and Photocopiers (connection and charges) | 85 | weeks | 7.5 | 637.5
IT systems with email and internet capability | 85 | weeks | 35 | 2975
Consumables and services associated with site accommodation | 85 | weeks | 25 | 2125
Fire points and fire fighting equipment | 1 | Item | 572 | 572
Main Contractor's Signboard | 1 | Item | 750 | 750
Client/Homes England signboard; production, installation and removal (as ER's) | 1 | Item | 750 | 750
Cleaning
Site cleaning | 85 | weeks | 20 | 1700
Site set up
Tarmac and hardcore compound area | 1 | item | 6500 | 6500 | Based on area < 200M2
Temporary roads incl demarcation for safe pedestrian and vehicular routes | 1 | item | 0 | 0 | Would use new access road as main route
Temproary fencing to compound area | 1 | item | 1800 | 1800
Temporary security fencing to site perimeter | 1 | item | 15000 | 15000 | Based on 500M
Removal of compound on completion; reinstatement | 1 | item | 4800 | 4800 | Assume soil & turf
Temp Services incl all connections, disconnections and usage
Water supply | 85 | weeks | 30 | 2550 | Assummed to site office
Gas Supply | 85 | weeks | 0 | 0 | Would not have this item
Electric supply, Lighting and power | 85 | weeks | 55 | 4675
Drainage | 85 | weeks | 20 | 1700
Security
Night watchman | 85 | weeks | 1023.5294 | 87000
Pedestrian gates | 1 | item | 900 | 900 | 4Nr
Vehicular gates | 1 | item | 885 | 885
CCTV cameras set up costs | 1 | item | 0 | 0
CCTV weekly charge | 85 | weeks | 211.7647 | 18000
Material distribution
Forklift and driver | 42 | weeks | 912 | 38304
Site plant
Small Dumper | 42 | weeks | 0 | 0 | Excludes driver
Mixer | 42 | weeks | 0 | 0
Road Sweeper including driver and fuel | 42 | weeks | 300 | 12600 | Allow 2 visits per week
Excavator / mini digger including driver and fuel | 42 | weeks | 0 | 0
Small tools and equiptment | 42 | weeks | 25 | 1050 | Minimal, most Suncontractors Supply own tools
Health and Safety
1st aid kit | 1 | item | 135 | 135
Health and safety site visits | 1 | item | 0 | 0
Falling from heights | 1 | item | 0 | 0
Scaffolding
External scaffolding including mat | 1 | item | 199168 | 199168
Adaption of Scaffolding | 1 | item | 9958 | 9958
Internal Scaffolding | 1 | item | 85880 | 85880
Fees and charges
Specialist site survey and level survey | 1 | item | 1800 | 1800
As built drawings and manuals | 1 | item | 1650 | 1650 | Admin Costs & disbursements based on Electronic file prepared
CDM regulations and health and safety plan | 1 | item | 0 | 0 | In house, cost inc overheads
Considerate constructors scheme | 1 | item | 900 | 900
SAP calculations and energy performance certificates | 1 | item | 3200 | 3200
Robust details | 1 | item | 2800 | 2800
Building Control Fees | 1 | item | 9600 | 9600
Planning Condition Discharge Fees | 15 | no | 125 | 1875 | tenderer to assume there are 15 conditions requiring discharge
Adoption Agreements for Section 278, 104 and 38 Agreements | 1 | item | 108000 | 108000 | tenderer to assume road and sewers on virtual plan to be adopted
NHBC (or equivalent) 12 year structural warranty cover | 1 | item | 56662 | 56662 | tenderer not to include for insolvency cover
Testing and reports
Methane and radon testing and reports | 1 | item | 800 | 800
Concrete testing and reports | 1 | item | 1400 | 1400
Dilapidation Surveys | 1 | Item | 1800 | 1800
Sound testing | 1 | item | 1100 | 1100
Air pressure tests | 1 | item | 4500 | 4500
Handover costs
Snagging costs / inspections | 1 | item | 0 | 0 | Would be undertaken bt site managers, cost inc previous
Contract cleaners | 1 | item | 5700 | 5700
Clean to external areas | 1 | item | 3800 | 3800
Skips | 10 | no | 250 | 2500
Lorry and tipping charges | 1 | item | 450 | 450 | Price per 1 trip
Resident handover packs | 70 | no | 65 | 4550 | Admin Costs & disbursements based on paper docs prepared
Insurances and Guarantees
Project specific Insurances | 1 | Item |  | 0
6.5.1 Insurance | 1 | Item |  | 0
Performance bond / parent company guarantee / insolvency cover |  |  |  | NIL | Contractor to indicate on Supplier Questionnaire
Maintenance period
Defects / Maintenance to dwellings | 70 | no | 45 | 3150
External areas - paths, paving and adopted areas | 1 | item | 0 | 0 | Cost included by groundworker in retention
Landscaped areas | 1 | item | 0 | 0 | Cost included by Landscaper
Total of preliminaries |  |  |  | 989075.605
Total of preliminaries expressed as a weekly cost |  |  |  | 11636.1836
Overheads and Profit
Corporate overheads (expressed as a %) |  |  |  | 3%
Profit (expressed as a %) |  |  |  | 3%
Overheads and Profit Total |  |  |  | 6%
Construction Costs
2 bed 3 person Bungalow (constructed as detached unit) | Quantity | Unit | Rate | Total | No of units | Total
Substructures
Traditional strip foundation and lowest floor construction | 61.2 | m2 | 152.1 | 9308.52 | 16 | 148936.32
Superstructures
Superstructures | 61.2 | m2 | 689.325 | 42186.69 | 16 | 674987.04
Total cost for 2B3P bungalows (NDSS) | [5 empty] | 823923.36
2 bed 4 person House (constructed as semi detached pair) | Quantity | Unit | Rate | Total | No of units | Total
Substructures
Traditional strip foundation and lowest floor construction (expressed as GIFA) | 70.1 | m2 | 121.875 | 8543.4375 | 10 | 85434.375
Superstructures
Superstructures | 70.1 | m2 | 715.65 | 50167.065 | 10 | 501670.65
Total cost for 2B4P Houses (Non NDSS) | [5 empty] | 587105.025
2 bed 4 person House (constructed as semi detached pair) | Quantity | Unit | Rate | Total | No of units | Total
Substructures
Traditional strip foundation and lowest floor construction (expressed as GIFA) | 80.1 | m2 | 121.875 | 9762.1875 | 8 | 78097.5
Superstructures
Superstructures | 80.1 | m2 | 597.675 | 47873.7675 | 8 | 382990.14
Total cost for 2B4P Houses (NDSS) | [5 empty] | 461087.64
3 bed 5 person House (constructed as semi detached pair) | Quantity | Unit | Rate | Total | No of units | Total
Substructures
Traditional strip foundation and lowest floor construction (expressed as GIFA) | 84.7 | m2 | 121.875 | 10322.8125 | 10 | 103228.125
Superstructures
Superstructures | 84.7 | m2 | 668.85 | 56651.595 | 10 | 566515.95
Total cost for 3B5P Houses (Non NDSS) | [5 empty] | 669744.075
3 bed 5 person House (constructed as semi detached pair) | Quantity | Unit | Rate | Total | No of units | Total
Substructures
Traditional strip foundation and lowest floor construction (expressed as GIFA) | 93.7 | m2 | 121.875 | 11419.6875 | 8 | 91357.5
Superstructures
Superstructures | 93.7 | m2 | 628.875 | 58925.5875 | 8 | 471404.7
Total cost for 3B5P Houses (NDSS) | [5 empty] | 562762.2
4 bed 6 person House (constructed as semi detached pair) | Quantity | Unit | Rate | Total | No of units | Total
Substructures
Traditional strip foundation and lowest floor construction (expressed as GIFA) | 97.9 | m2 | 121.875 | 11931.5625 | 8 | 95452.5
Superstructures
Superstructures | 97.9 | m2 | 595.725 | 58321.4775 | 8 | 466571.82
Total cost for 4B6P Houses (Non NDSS) | [5 empty] | 562024.32
4 bed 6 person House (constructed as semi detached pair) | Quantity | Unit | Rate | Total | No of units | Total
Substructures
Traditional strip foundation and lowest floor construction (expressed as GIFA) | 108.5 | m2 | 121.875 | 13223.4375 | 10 | 132234.375
Superstructures
Superstructures | 108.5 | m2 | 558.675 | 60616.2375 | 10 | 606162.375
Total cost for 4B6P Houses (NDSS) | [5 empty] | 738396.75
EXTERNAL WORKS | Quantity | Unit | Rate | Total
Site Preparation Works
Site Clearance (assume 300mm deep inert to landfil) | 22372 | m² | 13.65 | 305377.8
Preparatory Groundworks | 22372 | m² | 9.75 | 218127
Roads, Paths, Pavings and Surfacings
Adopted Road (black tarmac) including all kerbs and dropped kerbs | 3299 | m² | 151.125 | 498561.375
Adopted footpath 2m wide (black tarmac) including all edgings | 726 | m² | 107.25 | 77863.5
Adopted footpath 400mm wide (black tarmac) including all edgings | 380 | m² | 92.625 | 35197.5
Non Adopted Parking Space (black tarmac) | 2794 | m² | 107.25 | 299656.5
PCC concrete paving 600x600mm (PC sum £30/m2 supply) incl edgings | 1827 | m² | 82.875 | 151412.625
Soft Landscaping, Planting and Irrigation Systems
Turf and topsoil (300mm deep) | 7817 | m² | 39 | 304863
External Planting | 1954 | m² | 53.625 | 104783.25
Plot timber gates | 70 | no | 243.75 | 17062.5
1800mm high close boarded timber fencing, concrete gravel boards and post | 1330 | lm | 63.375 | 84288.75
2100mm high close boarded timber fencing, concrete gravel boards and post | 634 | lm | 73.125 | 46361.25
External Drainage
Site wide Surface Water and Foul Water Drainage | 1 | item | 245000 | 245000 | PROV SUM
Plot drainage | 70 | item | 2925 | 204750
Land Drainage | 1 | item | 17500 | 17500 | PROV SUM
External Services
Water Mains Supply | 1 | item | 70000 | 70000 | PROV SUM
Electricity Mains Supply | 1 | item | 52500 | 52500 | PROV SUM
Gas Mains Supply | 1 | item | 70000 | 70000 | PROV SUM
Telecommunications and other Communication System Connections | 1 | item | 24500 | 24500 | PROV SUM
External Street Lighting Systems | 1 | item | 35000 | 35000 | PROV SUM
Builder's Work In Connection with External Services | 1 | item | 17500 | 17500 | PROV SUM
Total cost for External Works | [5 empty] | 2880305.05
SUMMARY | [5 empty] | TOTAL COST
Preliminaries | [5 empty] | 989075.605
Substructure | [5 empty] | 734740.695
Superstructure | [5 empty] | 3670302.675
External Works | [5 empty] | 2880305.05
Post Contract Design Fees at say 3% | [5 empty] | 248232.7207
OH&P | [5 empty] | 511359.4047
TOTAL GREENFIELD SITE COST FOR 70 AFFORDABLE RENT UNITS IN TRADITIONAL CONSTRUCTION | [5 empty] | 9034016.1505
INNOVATION CHAIN NORTH
Framework of New build Construction Contractors 2020
PRICING SCHEDULE
TENDERER'S NAME | CARROLL BUILD
HIGH VALUE LOT H1
TIMBER FRAME CONSTRUCTION
LOCATION | Greater Manchester, Merseyside, Cheshire, Derbyshire West, Staffordshire, Lancashire, Cumbria
Virtual Project Scenario
Nature of project | New Build Affordable Rent Units |  |  | 70 no
Size (m2) and Mix (no) of units | 61.2 | 2B3P Bungalow |  | 16 | 979.2 | Type F
| 70.1 | 2B4P House |  | 10 | 701 | Type A
| 80.1 | 2B4P House |  | 8 | 640.8 | Type B
| 84.7 | 3B5P House |  | 10 | 847 | Type G
| 93.7 | 3B5P House |  | 8 | 749.6 | Type E
| 97.9 | 4B6P House |  | 8 | 783.2 | Type C
| 108.5 | 4B6P House |  | 10 | 1085 | Type D
GIFA (m2) | 5785.8
Site Access | Good access direct from main road network
Vandalism risk | High risk - CCTV required with security guard nights and weekends
Length of Contract | 72 | working weeks
Base Date / Commencement Date | 31st January 2020
Form of Contract | JCT design and build 2016 with ICN Amendments
Pricing schedule notes and guidance
1. All rates submitted should be as outlined in the RICS NRM2 Preliminaries (Main Contract)
2. Accommodation and welfare provisions shall be in strict accordance with the CDM Regulations 2015
3. All rates submitted will be applied and used as a basis for the future negotiation of Fixed Price Contracts for all projects within the aforementioned LOT for the full duration of the Framework Agreement. Annual inflationary increases will be applied from the commencement date of the framework and shall be in accordance with BCIS Tender Price Indices or as evidenced to the satisfaction of the instructing client.
4. All items listed below may not be specifically required on every individual project within this LOT. For the purposes of the evaluation each individual item shall be priced or, if included within another item, annotated accordingly identifying which item it is included within. ICN reserves the right to reject any priced schedules submitted with a tender which includes only summary costs or totals which are not fully completed.
5. Should the tenderer deem that a member of the Site Staff and Supervision team will not be required full time on projects within this LOT then the weekly rate shall be adjusted accordingly not the number of weeks. Consideration should be given that the rates inserted will be fixed for future AMP agreements (only subject to inflationary increases as noted above)
6. None of the measured quantities or descriptions are to be altered, all tendering bids are to be based upon a fixed price schedule for consistency.
7. Preliminaries are to be based on the contract period stated above based on traditional masonry construction. Each item is to be priced based on the relevant contract period. The period stated are for time on site and exclude lead in periods for discharge of pre-start planning conditions. Any other pre-start time costs should be included in the preliminaries. Any items not priced will be deemed not to be required on projects of a similar nature within the afoementioned LOT value range for the duration of the Framework Agreement.
8. Tenderers should allow the percentage for profit and corporate overhead [contractors margin] and these are to include: Contractors profit on net costs. Contracting companies corporate operating overheads on net costs which include cost of premises, employment of non site based staff [with the exception of visiting contract surveyors and construction manager] including estimators, customer care teams, business development managers, buyers, planners, resource, scheduling and programmers, directors and heads of departments, accounts, legal, financing, property costs, administration, IT, human resources, telecoms, transport and vehicles, corporate charges. All contractors contributions to Group overheads [where applicable]
9. The tenderer is to assume Fabric First construction to meet current Building Regulations with no renewables
10. The tenderer should note that non completion of one schedule will not be a compliant tender - both timber frame and traditional need to be completed
11. The tenderer shall complete the pricing schedule based upon the Affordable Rent specification and Standard House Type layouts (as included within the tender documentation) excluding all abnormal costs.
12. The tenderer shall allow for any cranage and associated works within the timber frame superstructures rate not the preliminaries schedule.
Preliminaries | Quantity | Unit | Rate | Total | Notes
Project specific management and Staff
Project Manager | 72 | weeks | 131.538 | 9470.736
Contracts Manager | 72 | weeks | 219.23 | 15784.56
Site Engineer | 72 | weeks | 54.8075 | 3946.14
Site Manager | 72 | weeks | 763.3327 | 54959.9548 | 66 weeks
Finishing Foreman / Assistant Site Manager | 72 | weeks | 471.9583 | 33981 | 50 weeks
Labourer (including at handover) | 72 | weeks | 534.9417 | 38515.8 | 60 weeks
Quantity Surveying /Commercial Management | 72 | weeks | 472.032 | 33986.304 | 2 days
Planner | 72 | weeks | 54.8075 | 3946.14
Health & Safety Officer | 72 | weeks | 32.885 | 2367.72
Site establishment
Delivery of temp accomodation to site and removal on completion | 1 | Item | 1760 | 1760
Site office (inc furniture) | 72 | weeks | 50 | 3600
Meeting room (inc furniture) | 72 | weeks | 35 | 2520
Canteens and Kitchens | 72 | weeks | 50 | 3600
Drying room | 72 | weeks | 25 | 1800
Toilets and washrooms | 72 | weeks | 55 | 3960
Secure stores | 72 | weeks | 30 | 2160
Telephones and Photocopiers (connection and charges) | 72 | weeks | 7.5 | 540
IT systems with email and internet capability | 72 | weeks | 35 | 2520
Consumables and services associated with site accommodation | 72 | weeks | 25 | 1800
Fire points and fire fighting equipment | 1 | Item | 572 | 572
Main Contractor's Signboard | 1 | Item | 750 | 750
Client/Homes England signboard; production, installation and removal (as ER's) | 1 | Item | 750 | 750
Cleaning
Site cleaning | 72 | weeks | 20 | 1440
Site set up
Tarmac and hardcored compound area | 1 | item | 6500 | 6500
Temporary roads including demarcation for safe pedestrian and vehicular routes | 1 | item | 0 | 0
Temproary fencing to compound area | 1 | item | 1800 | 1800
Temporary security fencing to site perimeter | 1 | item | 15000 | 15000
Removal of compound on completion; reinstatement | 1 | item | 4800 | 4800
Temp Services incl all connections, disconnections and usage
Water supply | 72 | weeks | 30 | 2160
Gas Supply | 72 | weeks | 0 | 0
Electric supply, Lighting and power | 72 | weeks | 55 | 3960
Drainage | 72 | weeks | 20 | 1440
Security
Night watchman | 72 | weeks | 1208.3333 | 87000
Pedestrian gates | 1 | item | 900 | 900
Vehicular gates | 1 | item | 885 | 885
CCTV cameras set up costs | 1 | item |  | 0
CCTV weekly charge | 72 | weeks | 250 | 18000
Material distribution
Forklift and driver | 36 | weeks | 912 | 32832
Site plant
Small Dumper | 36 | weeks | 0 | 0
Mixer | 36 | weeks | 0 | 0
Road Sweeper including driver and fuel | 36 | weeks | 300 | 10800
Excavator / mini digger including driver and fuel | 36 | weeks | 0 | 0
Small tools and equiptment | 36 | weeks | 25 | 900
Health and Safety
1st aid kit | 1 | item | 135 | 135
Health and safety site visits | 1 | item | 0 | 0
Falling from heights | 1 | item | 0 | 0
Scaffolding
External scaffolding including mat | 1 | item | 186328 | 186328
Adaption of Scaffolding | 1 | item | 5590 | 5590
Internal Scaffolding | 1 | item | 41274 | 41274
Fees and charges
Specialist site survey and level survey | 1 | item | 1800 | 1800
As built drawings and manuals | 1 | item | 1650 | 1650
CDM regulations and health and safety plan | 1 | item | 0 | 0
Considerate constructors scheme | 1 | item | 900 | 900
SAP calculations and energy performance certificates | 1 | item | 3200 | 3200
Robust details | 1 | item | 2800 | 2800
Building Control Fees | 1 | item | 9600 | 9600
Planning Condition Discharge Fees | 1 | item | 1875 | 1875 | tenderer to assume there are 15 conditions requiring discharge
Adoption Agreements for Section 278, 104 and 38 Agreements | 1 | item | 108000 | 108000 | tenderer to assume road and sewers on virtual plan to be adopted
NHBC (or equivalent) 12 year structural warranty cover | 1 | item | 56662 | 56662 | tenderer not to include for insolvency cover
Testing and reports
Methane and radon testing and reports | 1 | item | 800 | 800
Concrete testing and reports | 1 | item | 1400 | 1400
Dilapidation Surveys | 1 | Item | 1800 | 1800
Sound testing | 1 | item | 1100 | 1100
Air pressure tests | 1 | item | 4500 | 4500
Handover costs
Snagging costs | 1 | item | 0 | 0
Contract cleaners | 1 | item | 5700 | 5700
Clean to external areas | 1 | item | 3800 | 3800
Skips | 10 | no | 250 | 2500
Lorry and tipping charges | 1 | item | 450 | 450
Resident handover packs | 70 | no | 65 | 4550
Insurances and Guarantees
Project specific Insurance | 1 | Item | 0 | 0
6.5.1 Insurance | 1 | Item | 0 | 0
Performance bond / parent company guarantee / insolvency cover |  |  |  | NIL | Contractor to indicate on Supplier Questionnaire
Maintenance period
Defects/Maintenance to dwelling | 70 | no | 45 | 3150
External areas - paths, paving and adopted areas | 1 | item | 0 | 0
Landscaped areas | 1 | item | 0 | 0
Total of preliminaries |  |  |  | 861271.3548
Total of preliminaries expressed as a weekly cost |  |  |  | 11962.1022
Overheads and Profit
Corporate overheads (expressed as a %) |  |  |  | 3%
Profit (expressed as a %) |  |  |  | 3%
Overheads and Profit Total |  |  |  | 6%
Construction Costs
2 bed 3 person Bungalow (constructed as detached unit) | Quantity | Unit | Rate | Total | No of units | Total
Substructures
Traditional strip foundation and lowest floor construction | 61.2 | m2 | 152.1 | 9308.52 | 16 | 148936.32
Superstructures
Superstructures | 61.2 | m2 | 715.65 | 43797.78 | 16 | 700764.48
Total cost for 2B3P bungalows (NDSS) | [5 empty] | 849700.8
2 bed 4 person House (constructed as semi detached pair) | Quantity | Unit | Rate | Total | No of units | Total
Substructures
Traditional strip foundation and lowest floor construction (expressed as GIFA) | 70.1 | m2 | 121.875 | 8543.4375 | 10 | 85434.375
Superstructures
Superstructures | 70.1 | m2 | 704.925 | 49415.2425 | 10 | 494152.425
Total cost for 2B4P Houses (Non NDSS) | [5 empty] | 579586.8
2 bed 4 person House (constructed as semi detached pair) | Quantity | Unit | Rate | Total | No of units | Total
Substructures
Traditional strip foundation and lowest floor construction (expressed as GIFA) | 80.1 | m2 | 121.875 | 9762.1875 | 8 | 78097.5
Superstructures
Superstructures | 80.1 | m2 | 587.925 | 47092.7925 | 8 | 376742.34
Total cost for 2B4P Houses (NDSS) | [5 empty] | 454839.84
3 bed 5 person House (constructed as semi detached pair) | Quantity | Unit | Rate | Total | No of units | Total
Substructures
Traditional strip foundation and lowest floor construction (expressed as GIFA) | 84.7 | m2 | 121.875 | 10322.8125 | 10 | 103228.125
Superstructures
Superstructures | 84.7 | m2 | 658.125 | 55743.1875 | 10 | 557431.875
Total cost for 3B5P Houses (Non NDSS) | [5 empty] | 660660
3 bed 5 person House (constructed as semi detached pair) | Quantity | Unit | Rate | Total | No of units | Total
Substructures
Traditional strip foundation and lowest floor construction (expressed as GIFA) | 93.7 | m2 | 121.875 | 11419.6875 | 8 | 91357.5
Superstructures
Superstructures | 93.7 | m2 | 628.875 | 58925.5875 | 8 | 471404.7
Total cost for 3B5P Houses (NDSS) | [5 empty] | 562762.2
4 bed 6 person House (constructed as semi detached pair) | Quantity | Unit | Rate | Total | No of units | Total
Substructures
Traditional strip foundation and lowest floor construction (expressed as GIFA) | 97.9 | m2 | 121.875 | 11931.5625 | 8 | 95452.5
Superstructures
Superstructures | 97.9 | m2 | 589.875 | 57748.7625 | 8 | 461990.1
Total cost for 4B6P Houses (Non NDSS) | [5 empty] | 557442.6
4 bed 6 person House (constructed as semi detached pair) | Quantity | Unit | Rate | Total | No of units | Total
Substructures
Traditional strip foundation and lowest floor construction (expressed as GIFA) | 108.5 | m2 | 121.875 | 13223.4375 | 10 | 132234.375
Superstructures
Superstructures | 108.5 | m2 | 555.75 | 60298.875 | 10 | 602988.75
Total cost for 4B6P Houses (NDSS) | [5 empty] | 735223.125
EXTERNAL WORKS | Quantity | Unit | Rate | Total
Site Preparation Works
Site Clearance (assume 300mm deep inert to landfil) | 22372 | m² | 13.65 | 305377.8
Preparatory Groundworks | 22372 | m² | 9.75 | 218127
Roads, Paths, Pavings and Surfacings
Adopted Road (black tarmac) including all kerbs and dropped kerbs | 3299 | m² | 151.125 | 498561.375
Adopted footpath 2m wide (black tarmac) including all edgings | 726 | m² | 107.25 | 77863.5
Adopted footpath 400mm wide (black tarmac) including all edgings | 380 | m² | 92.625 | 35197.5
Non Adopted Parking Space (black tarmac) | 2794 | m² | 107.25 | 299656.5
PCC concrete paving 600x600mm (PC sum £30/m2 supply) incl edgings | 1827 | m² | 82.875 | 151412.625
Soft Landscaping, Planting and Irrigation Systems
Turf and topsoil (300mm deep) | 7817 | m² | 39 | 304863
External Planting | 1954 | m² | 53.625 | 104783.25
Plot timber gates | 70 | no | 243.75 | 17062.5
1800mm high close boarded timber fencing, concrete gravel boards and post | 1330 | lm | 63.375 | 84288.75
2100mm high close boarded timber fencing, concrete gravel boards and post | 634 | lm | 73.125 | 46361.25
External Drainage
Site wide Surface Water and Foul Water Drainage | 1 | item | 245000 | 245000 | PROV SUM
Plot drainage | 70 | no | 2925 | 204750
Land Drainage | 1 | item | 17500 | 17500 | PROV SUM
External Services
Water Mains Supply | 1 | item | 70000 | 70000 | PROV SUM
Electricity Mains Supply | 1 | item | 52500 | 52500 | PROV SUM
Gas Mains Supply | 1 | item | 70000 | 70000 | PROV SUM
Telecommunications and other Communication System Connections | 1 | item | 24500 | 24500 | PROV SUM
External Street Lighting Systems | 1 | item | 35000 | 35000 | PROV SUM
Builder's Work In Connection with External Services | 1 | item | 17500 | 17500 | PROV SUM
Total cost for External Works | [5 empty] | 2880305.05
SUMMARY | [5 empty] | TOTAL COST
Preliminaries | [5 empty] | 861271.3548
Substructure | [5 empty] | 734740.695
Superstructure | [5 empty] | 3665474.67
External Works | [5 empty] | 2880305.05
Post Contract Design Fees at say 3% | [5 empty] | 244253.7531
OHP | [5 empty] | 503162.7314
TOTAL GREENFIELD SITE COST FOR 70 AFFORDABLE RENT UNITS IN TIMBER FRAME CONSTRUCTION | [5 empty] | 8889208.2543
FINAL SUMMARY
TOTAL GREENFIELD SITE COST FOR 70 AFFORDABLE RENT UNITS IN TRADITIONAL CONSTRUCTION | [5 empty] | 9034016.1505
TOTAL GREENFIELD SITE COST FOR 70 AFFORDABLE RENT UNITS IN TIMBER FRAME CONSTRUCTION | [5 empty] | 8889208.2543
TOTAL COMBINED SITE COST FOR 70 AFFORDABLE RENT UNITS IN TIMBER FRAME CONSTRUCTION AND 70 UNITS IN TRADITIONAL CONSTRUCTION | [5 empty] | 17923224.4048

## High val Lot 2
INNOVATION CHAIN NORTH
Framework of New build Construction Contractors 2020
PRICING SCHEDULE
TENDERER'S NAME | [insert]
HIGH VALUE LOT H2
TRADITIONAL CONSTRUCTION
LOCATION | Northumberland, Tyne & Wear, Durham, North Yorkshire, West Yorkshire, East Riding of Yorkshire, South Yorkshire, Nottinghamshire, Lincolnshire, Derbyshire East
Virtual Project Scenario
Nature of project | New Build Affordable Rent Units |  |  | 70 no
Size (m2) and Mix (no) of units | 61.2 | 2B3P Bungalow |  | 16 | 979.2 | Type F | NDSS
| 70.1 | 2B4P House |  | 10 | 701 | Type A | Non-NDSS
| 80.1 | 2B4P House |  | 8 | 640.8 | Type B | NDSS
| 84.7 | 3B5P House |  | 10 | 847 | Type G | Non-NDSS
| 93.7 | 3B5P House |  | 8 | 749.6 | Type E | NDSS
| 97.9 | 4B6P House |  | 8 | 783.2 | Type C | Non-NDSS
| 108.5 | 4B6P House |  | 10 | 1085 | Type D | NDSS
GIFA (m2) | 5785.8
Site Access | Good access direct from main adopted road network
Vandalism risk | High risk - CCTV required with security guard nights and weekends
Length of Contract | 85 | working weeks
Base Date / Commencement Date | 31st January 2020
Form of Contract | JCT Design and Build 2016 with ICN Amendments
Pricing schedule notes and guidance
1. All rates submitted should be as outlined in the RICS NRM2 Preliminaries (Main Contract)
2. Accommodation and welfare provisions shall be in strict accordance with the CDM Regulations 2015
3. All rates submitted will be applied and used as a basis for the future negotiation of Fixed Price Contracts for all projects within the aforementioned LOT for the full duration of the Framework Agreement. Annual inflationary increases will be applied from the commencement date of the framework and shall be in accordance with BCIS Tender Price Indices or as evidenced to the satisfaction of the instructing client.
4. All items listed below may not be specifically required on every individual project within this LOT. For the purposes of the evaluation each individual item shall be priced or, if included within another item, annotated accordingly identifying which item it is included within. ICN reserves the right to reject any priced schedules submitted with a tender which includes only summary costs or totals which are not fully completed.
5. Should the tenderer deem that a member of the Site Staff and Supervision team will not be required full time on projects within this LOT then the weekly rate shall be adjusted accordingly not the number of weeks. Consideration should be given that the rates inserted will be fixed for future AMP agreements (only subject to inflationary increases as noted above)
6. None of the measured quantities or descriptions are to be altered, all tendering bids are to be based upon a fixed price schedule for consistency.
7. Preliminaries are to be based on the contract period stated above based on traditional masonry construction. Each item is to be priced based on the relevant contract period. The period stated are for time on site and exclude lead in periods for discharge of pre-start planning conditions. Any other pre-start time costs should be included in the preliminaries. Any items not priced will be deemed not to be required on projects of a similar nature within the afoementioned LOT value range for the duration of the Framework Agreement.
8. Tenderers should allow the percentage for profit and corporate overhead [contractors margin] and these are to include: Contractors profit on net costs. Contracting companies corporate operating overheads on net costs which include cost of premises, employment of non site based staff [with the exception of visiting contract surveyors and construction manager] including estimators, customer care teams, business development managers, buyers, planners, resource, scheduling and programmers, directors and heads of departments, accounts, legal, financing, property costs, administration, IT, human resources, telecoms, transport and vehicles, corporate charges. All contractors contributions to Group overheads [where applicable]
9. The tenderer is to assume Fabric First construction to meet current Building Regulations with no renewables
10. The tenderer should note that non completion of one schedule will not be a compliant tender - both timber frame and traditional need to be completed
11. The tenderer shall complete the pricing schedule based upon the Affordable Rent specification and Standard House Type layouts (as included within the tender documentation) excluding all abnormal costs.
Preliminaries | Quantity | Unit | Rate | Total | Notes
Project specific management and Staff
Project Manager | 85 | weeks |  | 0
Contracts Manager | 85 | weeks |  | 0
Site Engineer | 85 | weeks |  | 0
Site Manager | 85 | weeks |  | 0
Finishing Foreman / Assistant Site Manager | 85 | weeks |  | 0
Labourer (including at handover) | 85 | weeks |  | 0
Quantity Surveying / Commercial Management | 85 | weeks |  | 0
Planner | 85 | weeks |  | 0
Health & Safety Officer | 85 | weeks |  | 0
Site establishment
Delivery of temp accomodation to site and removal on completion | 1 | Item |  | 0
Site office (inc furniture) | 85 | weeks |  | 0
Meeting room (inc furniture) | 85 | weeks |  | 0
Canteens and Kitchens | 85 | weeks |  | 0
Drying room | 85 | weeks |  | 0
Toilets and washrooms | 85 | weeks |  | 0
Secure stores | 85 | weeks |  | 0
Telephones and Photocopiers (connection and charges) | 85 | weeks |  | 0
IT systems with email and internet capability | 85 | weeks |  | 0
Consumables and services associated with site accommodation | 85 | weeks |  | 0
Fire points and fire fighting equipment | 1 | Item |  | 0
Main Contractor's Signboard | 1 | Item |  | 0
Client/Homes England signboard; production, installation and removal (as ER's) | 1 | Item |  | 0
Cleaning
Site cleaning | 85 | weeks |  | 0
Site set up
Tarmac and hardcore compound area | 1 | item |  | 0
Temporary roads incl demarcation for safe pedestrian and vehicular routes | 1 | item |  | 0
Temproary fencing to compound area | 1 | item |  | 0
Temporary security fencing to site perimeter | 1 | item |  | 0
Removal of compound on completion; reinstatement | 1 | item |  | 0
Temp Services incl all connections, disconnections and usage
Water supply | 85 | weeks |  | 0
Gas Supply | 85 | weeks |  | 0
Electric supply, Lighting and power | 85 | weeks |  | 0
Drainage | 85 | weeks |  | 0
Security
Night watchman | 85 | weeks |  | 0
Pedestrian gates | 1 | item |  | 0
Vehicular gates | 1 | item |  | 0
CCTV cameras set up costs | 1 | item |  | 0
CCTV weekly charge | 85 | weeks |  | 0
Material distribution
Forklift and driver | 42 | weeks |  | 0
Site plant
Small Dumper | 42 | weeks |  | 0
Mixer | 42 | weeks |  | 0
Road Sweeper including driver and fuel | 42 | weeks |  | 0
Excavator / mini digger including driver and fuel | 42 | weeks |  | 0
Small tools and equiptment | 42 | weeks |  | 0
Health and Safety
1st aid kit | 1 | item |  | 0
Health and safety site visits | 1 | item |  | 0
Falling from heights | 1 | item |  | 0
Scaffolding
External scaffolding including mat | 1 | item |  | 0
Adaption of Scaffolding | 1 | item |  | 0
Internal Scaffolding | 1 | item |  | 0
Fees and charges
Specialist site survey and level survey | 1 | item |  | 0
As built drawings and manuals | 1 | item |  | 0
CDM regulations and health and safety plan | 1 | item |  | 0
Considerate constructors scheme | 1 | item |  | 0
SAP calculations and energy performance certificates | 1 | item |  | 0
Robust details | 1 | item |  | 0
Building Control Fees | 1 | item |  | 0
Planning Condition Discharge Fees | 15 | no |  | 0 | tenderer to assume there are 15 conditions requiring discharge
Adoption Agreements for Section 278, 104 and 38 Agreements | 1 | item |  | 0 | tenderer to assume road and sewers on virtual plan to be adopted
NHBC (or equivalent) 12 year structural warranty cover | 1 | item |  | 0 | tenderer not to include for insolvency cover
Testing and reports
Methane and radon testing and reports | 1 | item |  | 0
Concrete testing and reports | 1 | item |  | 0
Dilapidation Surveys | 1 | Item |  | 0
Sound testing | 1 | item |  | 0
Air pressure tests | 1 | item |  | 0
Handover costs
Snagging costs / inspections | 1 | item |  | 0
Contract cleaners | 1 | item |  | 0
Clean to external areas | 1 | item |  | 0
Skips | 10 | no |  | 0
Lorry and tipping charges | 1 | item |  | 0
Resident handover packs | 70 | no |  | 0
Insurances and Guarantees
Project specific Insurances | 1 | Item |  | 0
6.5.1 Insurance | 1 | Item |  | 0
Performance bond / parent company guarantee / insolvency cover |  |  |  | NIL | Contractor to indicate on Supplier Questionnaire
Maintenance period
Defects / Maintenance to dwellings | 70 | no |  | 0
External areas - paths, paving and adopted areas | 1 | item |  | 0
Landscaped areas | 1 | item |  | 0
Total of preliminaries |  |  |  | 0
Total of preliminaries expressed as a weekly cost |  |  |  | 0
Overheads and Profit
Corporate overheads (expressed as a %) |  |  |  | 0%
Profit (expressed as a %) |  |  |  | 0%
Overheads and Profit Total |  |  |  | 0%
Construction Costs
2 bed 3 person Bungalow (constructed as detached unit) | Quantity | Unit | Rate | Total | No of units | Total
Substructures
Traditional strip foundation and lowest floor construction | 61.2 | m2 |  | 0 | 16 | 0
Superstructures
Superstructures | 61.2 | m2 |  | 0 | 16 | 0
Total cost for 2B3P bungalows (NDSS) | [5 empty] | 0
2 bed 4 person House (constructed as semi detached pair) | Quantity | Unit | Rate | Total | No of units | Total
Substructures
Traditional strip foundation and lowest floor construction (expressed as GIFA) | 70.1 | m2 |  | 0 | 10 | 0
Superstructures
Superstructures | 70.1 | m2 |  | 0 | 10 | 0
Total cost for 2B4P Houses (Non NDSS) | [5 empty] | 0
2 bed 4 person House (constructed as semi detached pair) | Quantity | Unit | Rate | Total | No of units | Total
Substructures
Traditional strip foundation and lowest floor construction (expressed as GIFA) | 80.1 | m2 |  | 0 | 8 | 0
Superstructures
Superstructures | 80.1 | m2 |  | 0 | 8 | 0
Total cost for 2B4P Houses (NDSS) | [5 empty] | 0
3 bed 5 person House (constructed as semi detached pair) | Quantity | Unit | Rate | Total | No of units | Total
Substructures
Traditional strip foundation and lowest floor construction (expressed as GIFA) | 84.7 | m2 |  | 0 | 10 | 0
Superstructures
Superstructures | 84.7 | m2 |  | 0 | 10 | 0
Total cost for 3B5P Houses (Non NDSS) | [5 empty] | 0
3 bed 5 person House (constructed as semi detached pair) | Quantity | Unit | Rate | Total | No of units | Total
Substructures
Traditional strip foundation and lowest floor construction (expressed as GIFA) | 93.7 | m2 |  | 0 | 8 | 0
Superstructures
Superstructures | 93.7 | m2 |  | 0 | 8 | 0
Total cost for 3B5P Houses (NDSS) | [5 empty] | 0
4 bed 6 person House (constructed as semi detached pair) | Quantity | Unit | Rate | Total | No of units | Total
Substructures
Traditional strip foundation and lowest floor construction (expressed as GIFA) | 97.9 | m2 |  | 0 | 8 | 0
Superstructures
Superstructures | 97.9 | m2 |  | 0 | 8 | 0
Total cost for 4B6P Houses (Non NDSS) | [5 empty] | 0
4 bed 6 person House (constructed as semi detached pair) | Quantity | Unit | Rate | Total | No of units | Total
Substructures
Traditional strip foundation and lowest floor construction (expressed as GIFA) | 108.5 | m2 |  | 0 | 10 | 0
Superstructures
Superstructures | 108.5 | m2 |  | 0 | 10 | 0
Total cost for 4B6P Houses (NDSS) | [5 empty] | 0
EXTERNAL WORKS | Quantity | Unit | Rate | Total
Site Preparation Works
Site Clearance (assume 300mm deep inert to landfil) | 22372 | m² |  | 0
Preparatory Groundworks | 22372 | m² |  | 0
Roads, Paths, Pavings and Surfacings
Adopted Road (black tarmac) including all kerbs and dropped kerbs | 3299 | m² |  | 0
Adopted footpath 2m wide (black tarmac) including all edgings | 726 | m² |  | 0
Adopted footpath 400mm wide (black tarmac) including all edgings | 380 | m² |  | 0
Non Adopted Parking Space (black tarmac) | 2794 | m² |  | 0
PCC concrete paving 600x600mm (PC sum £30/m2 supply) incl edgings | 1827 | m² |  | 0
Soft Landscaping, Planting and Irrigation Systems
Turf and topsoil (300mm deep) | 7817 | m² |  | 0
External Planting | 1954 | m² |  | 0
Plot timber gates | 70 | no |  | 0
1800mm high close boarded timber fencing, concrete gravel boards and post | 1330 | lm |  | 0
2100mm high close boarded timber fencing, concrete gravel boards and post | 634 | lm |  | 0
External Drainage
Site wide Surface Water and Foul Water Drainage | 1 | item | 245000 | 245000 | PROV SUM
Plot drainage | 70 | item |  | 0
Land Drainage | 1 | item | 17500 | 17500 | PROV SUM
External Services
Water Mains Supply | 1 | item | 70000 | 70000 | PROV SUM
Electricity Mains Supply | 1 | item | 52500 | 52500 | PROV SUM
Gas Mains Supply | 1 | item | 70000 | 70000 | PROV SUM
Telecommunications and other Communication System Connections | 1 | item | 24500 | 24500 | PROV SUM
External Street Lighting Systems | 1 | item | 35000 | 35000 | PROV SUM
Builder's Work In Connection with External Services | 1 | item | 17500 | 17500 | PROV SUM
Total cost for External Works | [5 empty] | 532000
SUMMARY | [5 empty] | TOTAL COST
Preliminaries | [5 empty] | 0
Substructure | [5 empty] | 0
Superstructure | [5 empty] | 0
External Works | [5 empty] | 532000
Post Contract Design Fees at say 3% | [5 empty] | 15960
OH&P | [5 empty] | 0
TOTAL GREENFIELD SITE COST FOR 70 AFFORDABLE RENT UNITS IN TRADITIONAL CONSTRUCTION | [5 empty] | 547960
INNOVATION CHAIN NORTH
Framework of New build Construction Contractors 2020
PRICING SCHEDULE
TENDERER'S NAME | [insert]
HIGH VALUE LOT H2
TIMBER FRAME CONSTRUCTION
LOCATION | Northumberland, Tyne & Wear, Durham, North Yorkshire, West Yorkshire, East Riding of Yorkshire, South Yorkshire, Nottinghamshire, Lincolnshire, Derbyshire East
Virtual Project Scenario
Nature of project | New Build Affordable Rent Units |  |  | 70 no
Size (m2) and Mix (no) of units | 61.2 | 2B3P Bungalow |  | 16 | 979.2 | Type F
| 70.1 | 2B4P House |  | 10 | 701 | Type A
| 80.1 | 2B4P House |  | 8 | 640.8 | Type B
| 84.7 | 3B5P House |  | 10 | 847 | Type G
| 93.7 | 3B5P House |  | 8 | 749.6 | Type E
| 97.9 | 4B6P House |  | 8 | 783.2 | Type C
| 108.5 | 4B6P House |  | 10 | 1085 | Type D
GIFA (m2) | 5785.8
Site Access | Good access direct from main road network
Vandalism risk | High risk - CCTV required with security guard nights and weekends
Length of Contract | 72 | working weeks
Base Date / Commencement Date | 31st January 2020
Form of Contract | JCT design and build 2016 with ICN Amendments
Pricing schedule notes and guidance
1. All rates submitted should be as outlined in the RICS NRM2 Preliminaries (Main Contract)
2. Accommodation and welfare provisions shall be in strict accordance with the CDM Regulations 2015
3. All rates submitted will be applied and used as a basis for the future negotiation of Fixed Price Contracts for all projects within the aforementioned LOT for the full duration of the Framework Agreement. Annual inflationary increases will be applied from the commencement date of the framework and shall be in accordance with BCIS Tender Price Indices or as evidenced to the satisfaction of the instructing client.
4. All items listed below may not be specifically required on every individual project within this LOT. For the purposes of the evaluation each individual item shall be priced or, if included within another item, annotated accordingly identifying which item it is included within. ICN reserves the right to reject any priced schedules submitted with a tender which includes only summary costs or totals which are not fully completed.
5. Should the tenderer deem that a member of the Site Staff and Supervision team will not be required full time on projects within this LOT then the weekly rate shall be adjusted accordingly not the number of weeks. Consideration should be given that the rates inserted will be fixed for future AMP agreements (only subject to inflationary increases as noted above)
6. None of the measured quantities or descriptions are to be altered, all tendering bids are to be based upon a fixed price schedule for consistency.
7. Preliminaries are to be based on the contract period stated above based on traditional masonry construction. Each item is to be priced based on the relevant contract period. The period stated are for time on site and exclude lead in periods for discharge of pre-start planning conditions. Any other pre-start time costs should be included in the preliminaries. Any items not priced will be deemed not to be required on projects of a similar nature within the afoementioned LOT value range for the duration of the Framework Agreement.
8. Tenderers should allow the percentage for profit and corporate overhead [contractors margin] and these are to include: Contractors profit on net costs. Contracting companies corporate operating overheads on net costs which include cost of premises, employment of non site based staff [with the exception of visiting contract surveyors and construction manager] including estimators, customer care teams, business development managers, buyers, planners, resource, scheduling and programmers, directors and heads of departments, accounts, legal, financing, property costs, administration, IT, human resources, telecoms, transport and vehicles, corporate charges. All contractors contributions to Group overheads [where applicable]
9. The tenderer is to assume Fabric First construction to meet current Building Regulations with no renewables
10. The tenderer should note that non completion of one schedule will not be a compliant tender - both timber frame and traditional need to be completed
11. The tenderer shall complete the pricing schedule based upon the Affordable Rent specification and Standard House Type layouts (as included within the tender documentation) excluding all abnormal costs.
12. The tenderer shall allow for any cranage and associated works within the timber frame superstructures rate not the preliminaries schedule.
Preliminaries | Quantity | Unit | Rate | Total | Notes
Project specific management and Staff
Project Manager | 72 | weeks |  | 0
Contracts Manager | 72 | weeks |  | 0
Site Engineer | 72 | weeks |  | 0
Site Manager | 72 | weeks |  | 0
Finishing Foreman / Assistant Site Manager | 72 | weeks |  | 0
Labourer (including at handover) | 72 | weeks |  | 0
Quantity Surveying /Commercial Management | 72 | weeks |  | 0
Planner | 72 | weeks |  | 0
Health & Safety Officer | 72 | weeks |  | 0
Site establishment
Delivery of temp accomodation to site and removal on completion | 1 | Item |  | 0
Site office (inc furniture) | 72 | weeks |  | 0
Meeting room (inc furniture) | 72 | weeks |  | 0
Canteens and Kitchens | 72 | weeks |  | 0
Drying room | 72 | weeks |  | 0
Toilets and washrooms | 72 | weeks |  | 0
Secure stores | 72 | weeks |  | 0
Telephones and Photocopiers (connection and charges) | 72 | weeks |  | 0
IT systems with email and internet capability | 72 | weeks |  | 0
Consumables and services associated with site accommodation | 72 | weeks |  | 0
Fire points and fire fighting equipment | 1 | Item |  | 0
Main Contractor's Signboard | 1 | Item |  | 0
Client/Homes England signboard; production, installation and removal (as ER's) | 1 | Item |  | 0
Cleaning
Site cleaning | 72 | weeks |  | 0
Site set up
Tarmac and hardcored compound area | 1 | item |  | 0
Temporary roads including demarcation for safe pedestrian and vehicular routes | 1 | item |  | 0
Temproary fencing to compound area | 1 | item |  | 0
Temporary security fencing to site perimeter | 1 | item |  | 0
Removal of compound on completion; reinstatement | 1 | item |  | 0
Temp Services incl all connections, disconnections and usage
Water supply | 72 | weeks |  | 0
Gas Supply | 72 | weeks |  | 0
Electric supply, Lighting and power | 72 | weeks |  | 0
Drainage | 72 | weeks |  | 0
Security
Night watchman | 72 | weeks |  | 0
Pedestrian gates | 1 | item |  | 0
Vehicular gates | 1 | item |  | 0
CCTV cameras set up costs | 1 | item |  | 0
CCTV weekly charge | 72 | weeks |  | 0
Material distribution
Forklift and driver | 36 | weeks |  | 0
Site plant
Small Dumper | 36 | weeks |  | 0
Mixer | 36 | weeks |  | 0
Road Sweeper including driver and fuel | 36 | weeks |  | 0
Excavator / mini digger including driver and fuel | 36 | weeks |  | 0
Small tools and equiptment | 36 | weeks |  | 0
Health and Safety
1st aid kit | 1 | item |  | 0
Health and safety site visits | 1 | item |  | 0
Falling from heights | 1 | item |  | 0
Scaffolding
External scaffolding including mat | 1 | item |  | 0
Adaption of Scaffolding | 1 | item |  | 0
Internal Scaffolding | 1 | item |  | 0
Fees and charges
Specialist site survey and level survey | 1 | item |  | 0
As built drawings and manuals | 1 | item |  | 0
CDM regulations and health and safety plan | 1 | item |  | 0
Considerate constructors scheme | 1 | item |  | 0
SAP calculations and energy performance certificates | 1 | item |  | 0
Robust details | 1 | item |  | 0
Building Control Fees | 1 | item |  | 0
Planning Condition Discharge Fees | 1 | item |  | 0 | tenderer to assume there are 15 conditions requiring discharge
Adoption Agreements for Section 278, 104 and 38 Agreements | 1 | item |  | 0 | tenderer to assume road and sewers on virtual plan to be adopted
NHBC (or equivalent) 12 year structural warranty cover | 1 | item |  | 0 | tenderer not to include for insolvency cover
Testing and reports
Methane and radon testing and reports | 1 | item |  | 0
Concrete testing and reports | 1 | item |  | 0
Dilapidation Surveys | 1 | Item |  | 0
Sound testing | 1 | item |  | 0
Air pressure tests | 1 | item |  | 0
Handover costs
Snagging costs | 1 | item |  | 0
Contract cleaners | 1 | item |  | 0
Clean to external areas | 1 | item |  | 0
Skips | 10 | no |  | 0
Lorry and tipping charges | 1 | item |  | 0
Resident handover packs | 70 | no |  | 0
Insurances and Guarantees
Project specific Insurance | 1 | Item |  | 0
6.5.1 Insurance | 1 | Item |  | 0
Performance bond / parent company guarantee / insolvency cover |  |  |  | NIL | Contractor to indicate on Supplier Questionnaire
Maintenance period
Defects/Maintenance to dwelling | 70 | no |  | 0
External areas - paths, paving and adopted areas | 1 | item |  | 0
Landscaped areas | 1 | item |  | 0
Total of preliminaries |  |  |  | 0
Total of preliminaries expressed as a weekly cost |  |  |  | 0
Overheads and Profit
Corporate overheads (expressed as a %) |  |  |  | 0%
Profit (expressed as a %) |  |  |  | 0%
Overheads and Profit Total |  |  |  | 0%
Construction Costs
2 bed 3 person Bungalow (constructed as detached unit) | Quantity | Unit | Rate | Total | No of units | Total
Substructures
Traditional strip foundation and lowest floor construction | 61.2 | m2 |  | 0 | 16 | 0
Superstructures
Superstructures | 61.2 | m2 |  | 0 | 16 | 0
Total cost for 2B3P bungalows (NDSS) | [5 empty] | 0
2 bed 4 person House (constructed as semi detached pair) | Quantity | Unit | Rate | Total | No of units | Total
Substructures
Traditional strip foundation and lowest floor construction (expressed as GIFA) | 70.1 | m2 |  | 0 | 10 | 0
Superstructures
Superstructures | 70.1 | m2 |  | 0 | 10 | 0
Total cost for 2B4P Houses (Non NDSS) | [5 empty] | 0
2 bed 4 person House (constructed as semi detached pair) | Quantity | Unit | Rate | Total | No of units | Total
Substructures
Traditional strip foundation and lowest floor construction (expressed as GIFA) | 80.1 | m2 |  | 0 | 8 | 0
Superstructures
Superstructures | 80.1 | m2 |  | 0 | 8 | 0
Total cost for 2B4P Houses (NDSS) | [5 empty] | 0
3 bed 5 person House (constructed as semi detached pair) | Quantity | Unit | Rate | Total | No of units | Total
Substructures
Traditional strip foundation and lowest floor construction (expressed as GIFA) | 84.7 | m2 |  | 0 | 10 | 0
Superstructures
Superstructures | 84.7 | m2 |  | 0 | 10 | 0
Total cost for 3B5P Houses (Non NDSS) | [5 empty] | 0
3 bed 5 person House (constructed as semi detached pair) | Quantity | Unit | Rate | Total | No of units | Total
Substructures
Traditional strip foundation and lowest floor construction (expressed as GIFA) | 93.7 | m2 |  | 0 | 8 | 0
Superstructures
Superstructures | 93.7 | m2 |  | 0 | 8 | 0
Total cost for 3B5P Houses (NDSS) | [5 empty] | 0
4 bed 6 person House (constructed as semi detached pair) | Quantity | Unit | Rate | Total | No of units | Total
Substructures
Traditional strip foundation and lowest floor construction (expressed as GIFA) | 97.9 | m2 |  | 0 | 8 | 0
Superstructures
Superstructures | 97.9 | m2 |  | 0 | 8 | 0
Total cost for 4B6P Houses (Non NDSS) | [5 empty] | 0
4 bed 6 person House (constructed as semi detached pair) | Quantity | Unit | Rate | Total | No of units | Total
Substructures
Traditional strip foundation and lowest floor construction (expressed as GIFA) | 108.5 | m2 |  | 0 | 10 | 0
Superstructures
Superstructures | 108.5 | m2 |  | 0 | 10 | 0
Total cost for 4B6P Houses (NDSS) | [5 empty] | 0
EXTERNAL WORKS | Quantity | Unit | Rate | Total
Site Preparation Works
Site Clearance (assume 300mm deep inert to landfil) | 22372 | m² |  | 0
Preparatory Groundworks | 22372 | m² |  | 0
Roads, Paths, Pavings and Surfacings
Adopted Road (black tarmac) including all kerbs and dropped kerbs | 3299 | m² |  | 0
Adopted footpath 2m wide (black tarmac) including all edgings | 726 | m² |  | 0
Adopted footpath 400mm wide (black tarmac) including all edgings | 380 | m² |  | 0
Non Adopted Parking Space (black tarmac) | 2794 | m² |  | 0
PCC concrete paving 600x600mm (PC sum £30/m2 supply) incl edgings | 1827 | m² |  | 0
Soft Landscaping, Planting and Irrigation Systems
Turf and topsoil (300mm deep) | 7817 | m² |  | 0
External Planting | 1954 | m² |  | 0
Plot timber gates | 70 | no |  | 0
1800mm high close boarded timber fencing, concrete gravel boards and post | 1330 | lm |  | 0
2100mm high close boarded timber fencing, concrete gravel boards and post | 634 | lm |  | 0
External Drainage
Site wide Surface Water and Foul Water Drainage | 1 | item | 245000 | 245000 | PROV SUM
Plot drainage | 70 | no |  | 0
Land Drainage | 1 | item | 17500 | 17500 | PROV SUM
External Services
Water Mains Supply | 1 | item | 70000 | 70000 | PROV SUM
Electricity Mains Supply | 1 | item | 52500 | 52500 | PROV SUM
Gas Mains Supply | 1 | item | 70000 | 70000 | PROV SUM
Telecommunications and other Communication System Connections | 1 | item | 24500 | 24500 | PROV SUM
External Street Lighting Systems | 1 | item | 35000 | 35000 | PROV SUM
Builder's Work In Connection with External Services | 1 | item | 17500 | 17500 | PROV SUM
Total cost for External Works | [5 empty] | 532000
SUMMARY | [5 empty] | TOTAL COST
Preliminaries | [5 empty] | 0
Substructure | [5 empty] | 0
Superstructure | [5 empty] | 0
External Works | [5 empty] | 532000
Post Contract Design Fees at say 3% | [5 empty] | 15960
OHP | [5 empty] | 0
TOTAL GREENFIELD SITE COST FOR 70 AFFORDABLE RENT UNITS IN TIMBER FRAME CONSTRUCTION | [5 empty] | 547960
FINAL SUMMARY
TOTAL GREENFIELD SITE COST FOR 70 AFFORDABLE RENT UNITS IN TRADITIONAL CONSTRUCTION | [5 empty] | 547960
TOTAL GREENFIELD SITE COST FOR 70 AFFORDABLE RENT UNITS IN TIMBER FRAME CONSTRUCTION | [5 empty] | 547960
TOTAL COMBINED SITE COST FOR 70 AFFORDABLE RENT UNITS IN TIMBER FRAME CONSTRUCTION AND 70 UNITS IN TRADITIONAL CONSTRUCTION | [5 empty] | 1095920