## Summary Sheet
INNOVATION CHAIN NORTH
Framework of New build Construction Contractors 2020
PRICING SUMMARY SHEET
TENDERER'S NAME | WIGGETT CONSTRUCTION LTD
SUMMARY OF TOTAL COMBINED COST FOR TIMBER FRAME AND TRADITIONAL CONSTRUCTION
LOT | COMBINED TOTAL
Low Value L1 | 4090713.4197
Low Value L2 | 4090713.4197
Low Value L3 | 313120
Low Value L4 | 313120
Low Value L5 | 4090713.4197
Low Value L6 | 313120
High Value H1 | 1095920
High Value H2 | 1095920
NOTE: Where the 'Combined Total' cells above are highlighted red it is taken that the contractor is not tendering for the lot in question. Only pricing in the green highlighted cells will be taken forward.

## Low val Lot 1
INNOVATION CHAIN NORTH
Framework of New build Construction Contractors 2020
PRICING SCHEDULE
TENDERER'S NAME | WIGGETT CONSTRUCTION LTD
LOW VALUE LOT L1
TRADITIONAL CONSTRUCTION
LOCATION | Greater Manchester and Merseyside
Virtual Project Scenario
Nature of project | New Build Affordable Rent Units |  |  | 20 no
Size (m2) and Mix (no) of units | 61.2 | 2B3P Bungalow |  | 4 | 244.8 | Type F | NDSS
| 70.1 | 2B4P House |  | 4 | 280.4 | Type A | Non-NDSS
| 80.1 | 2B4P House |  | 2 | 160.2 | Type B | NDSS
| 84.7 | 3B5P House |  | 4 | 338.8 | Type G | Non-NDSS
| 93.7 | 3B5P House |  | 2 | 187.4 | Type E | NDSS
| 97.9 | 4B6P House |  | 2 | 195.8 | Type C | Non-NDSS
| 108.5 | 4B6P House |  | 2 | 217 | Type D | NDSS
GIFA (m2) | 1624.4
Site Access | Good access direct from main adopted road network
Vandalism risk | High risk - CCTV required with security guard nights and weekends
Length of Contract | 52 | working weeks
Base Date / Commencement Date | 31st January 2020
Form of Contract | JCT Design and Build 2016 with ICN Amendments
Pricing schedule notes and guidance
1. All rates submitted should be as outlined in the RICS NRM2 Preliminaries (Main Contract)
2. Accommodation and welfare provisions shall be in strict accordance with the CDM Regulations 2015
3. All rates submitted will be applied and used as a basis for the future negotiation of Fixed Price Contracts for all projects within the aforementioned LOT for the full duration of the Framework Agreement. Annual inflationary increases will be applied from the commencement date of the framework and shall be in accordance with BCIS Tender Price Indices or as evidenced to the satisfaction of the instructing client.
4. All items listed below may not be specifically required on every individual project within this LOT. For the purposes of the evaluation each individual item shall be priced or, if included within another item, annotated accordingly identifying which item it is included within. ICN reserves the right to reject any priced schedules submitted with a tender which includes only summary costs or totals which are not fully completed.
5. Should the tenderer deem that a member of the Site Staff and Supervision team will not be required full time on projects within this LOT then the weekly rate shall be adjusted accordingly not the number of weeks. Consideration should be given that the rates inserted will be fixed for future AMP agreements (only subject to inflationary increases as noted above)
6. None of the measured quantities or descriptions are to be altered, all tendering bids are to be based upon a fixed price schedule for consistency.
7. Preliminaries are to be based on the contract period stated above based on traditional masonry construction. Each item is to be priced based on the relevant contract period. The period stated are for time on site and exclude lead in periods for discharge of pre-start planning conditions. Any other pre-start time costs should be included in the preliminaries. Any items not priced will be deemed not to be required on projects of a similar nature within the afoementioned LOT value range for the duration of the Framework Agreement.
8. Tenderers should allow the percentage for profit and corporate overhead [contractors margin] and these are to include: Contractors profit on net costs. Contracting companies corporate operating overheads on net costs which include cost of premises, employment of non site based staff [with the exception of visiting contract surveyors and construction manager] including estimators, customer care teams, business development managers, buyers, planners, resource, scheduling and programmers, directors and heads of departments, accounts, legal, financing, property costs, administration, IT, human resources, telecoms, transport and vehicles, corporate charges. All contractors contributions to Group overheads [where applicable]
9. The tenderer is to assume Fabric First construction to meet current Building Regulations with no renewables
10. The tenderer should note that non completion of one schedule will not be a compliant tender - both timber frame and traditional need to be completed
11. The tenderer shall complete the pricing schedule based upon the Affordable Rent specification and Standard House Type layouts (as included within the tender documentation) excluding all abnormal costs.
Preliminaries | Quantity | Unit | Rate | Total | Notes
Project specific management and Staff
Project Manager | 52 | weeks | 32.14 | 1671.28
Contracts Manager | 52 | weeks | 138.22 | 7187.44
Site Engineer | 52 | weeks | 30 | 1560
Site Manager | 52 | weeks | 1149.53 | 59775.56
Finishing Foreman / Assistant Site Manager | 52 | weeks | 48.16 | 2504.32
Labourer (including at handover) | 52 | weeks | 527.57 | 27433.64
Quantity Surveying / Commercial Management | 52 | weeks | 173.46 | 9019.92
Planner | 52 | weeks | 32.14 | 1671.28
Health & Safety Officer | 52 | weeks | 38.46 | 1999.92
Site establishment
Delivery of temp accomodation to site and removal on completion | 1 | Item | 750 | 750
Site office (inc furniture) | 52 | weeks | 44.5 | 2314
Meeting room (inc furniture) | 52 | weeks | 1 | 52
Canteens and Kitchens | 52 | weeks | 34.5 | 1794
Drying room | 52 | weeks | 1 | 52
Toilets and washrooms | 52 | weeks | 36.5 | 1898
Secure stores | 52 | weeks | 12.8 | 665.6
Telephones and Photocopiers (connection and charges) | 52 | weeks | 1 | 52
IT systems with email and internet capability | 52 | weeks | 1 | 52
Consumables and services associated with site accommodation | 52 | weeks | 10 | 520
Fire points and fire fighting equipment | 1 | Item | 390 | 390
Main Contractor's Signboard | 1 | Item | 240 | 240
Client/Homes England signboard; production, installation and removal (as ER's) | 1 | Item | 1599 | 1599
Cleaning
Site cleaning | 52 | weeks | 5 | 260
Site set up
Tarmac and hardcore compound area | 1 | item | 350 | 350
Temporary roads incl demarcation for safe pedestrian and vehicular routes | 1 | item | 500 | 500
Temproary fencing to compound area | 1 | item | 1000 | 1000
Temporary security fencing to site perimeter | 1 | item | 3500 | 3500
Removal of compound on completion; reinstatement | 1 | item | 1500 | 1500
Temp Services incl all connections, disconnections and usage
Water supply | 52 | weeks | 20 | 1040
Gas Supply | 52 | weeks | 1 | 52
Electric supply, Lighting and power | 52 | weeks | 20 | 1040
Drainage | 52 | weeks | 10 | 520
Security
Night watchman | 52 | weeks | 280 | 14560
Pedestrian gates | 1 | item | 43.5 | 43.5
Vehicular gates | 1 | item | 112 | 112
CCTV cameras set up costs | 1 | item | 1 | 1
CCTV weekly charge | 52 | weeks | 420 | 21840
Material distribution
Forklift and driver | 26 | weeks | 245 | 6370
Site plant
Small Dumper | 26 | weeks | 1 | 26
Mixer | 26 | weeks | 1 | 26
Road Sweeper including driver and fuel | 26 | weeks | 100 | 2600
Excavator / mini digger including driver and fuel | 26 | weeks | 1 | 26
Small tools and equiptment | 26 | weeks | 75 | 1950
Health and Safety
1st aid kit | 1 | item | 25 | 25
Health and safety site visits | 1 | item | 2000 | 2000
Falling from heights | 1 | item | 19376 | 19376
Scaffolding
External scaffolding including mat | 1 | item | 21000 | 21000
Adaption of Scaffolding | 1 | item | 15350 | 15350
Internal Scaffolding | 1 | item | 15000 | 15000
Fees and charges
Specialist site survey and level survey | 1 | item | 300 | 300
As built drawings and manuals | 1 | item | 140 | 140
CDM regulations and health and safety plan | 1 | item | 500 | 500
Considerate constructors scheme | 1 | item | 520 | 520
SAP calculations and energy performance certificates | 1 | item | 1459.8 | 1459.8
Robust details | 1 | item | 660 | 660
Building Control Fees | 1 | item | 2880 | 2880
Planning Condition Discharge Fees | 15 | no | 38.8 | 582 | tenderer to assume there are 15 conditions requiring discharge
Adoption Agreements for Section 278, 104 and 38 Agreements | 1 | item | 17473.4 | 17473.4 | tenderer to assume road and sewers on virtual plan to be adopted
NHBC (or equivalent) 12 year structural warranty cover | 1 | item | 12400 | 12400 | tenderer not to include for insolvency cover
Testing and reports
Methane and radon testing and reports | 1 | item | 1 | 1
Concrete testing and reports | 1 | item | 1 | 1
Dilapidation Surveys | 1 | Item | 1 | 1
Sound testing | 1 | item | 1000 | 1000
Air pressure tests | 1 | item | 500 | 500
Handover costs
Snagging costs / inspections | 1 | item | 1 | 1
Contract cleaners | 1 | item | 5500 | 5500
Clean to external areas | 1 | item | 1 | 1
Skips | 2 | no | 180 | 360
Lorry and tipping charges | 1 | item | 1 | 1
Resident handover packs | 20 | no | 20 | 400
Insurances and Guarantees
Project specific Insurances | 1 | Item | 1814 | 1814 | contractots combined turnover £2m ? £16m
6.5.1 Insurance | 1 | Item | 2000 | 2000
Performance bond / parent company guarantee / insolvency cover |  |  |  | NIL | Contractor to indicate on Supplier Questionnaire
Maintenance period
Defects / Maintenance to dwellings | 20 | no | 74.5 | 1490
External areas - paths, paving and adopted areas | 1 | item | 500 | 500
Landscaped areas | 1 | item | 500 | 500
Total of preliminaries |  |  |  | 304254.66
Total of preliminaries expressed as a weekly cost |  |  |  | 5851.0512
Overheads and Profit
Corporate overheads (expressed as a %) |  |  |  | 1%
Profit (expressed as a %) |  |  |  | 3%
Overheads and Profit Total |  |  |  | 4%
Construction Costs
2 bed 3 person Bungalow (constructed as detached unit) | Quantity | Unit | Rate | Total | No of units | Total
Substructures
Traditional strip foundation and lowest floor construction | 61.2 | m2 | 137.94 | 8441.928 | 4 | 33767.712
Superstructures
Superstructures | 61.2 | m2 | 605 | 37026 | 4 | 148104
Total cost for 2B3P bungalows (NDSS) | [5 empty] | 181871.712
2 bed 4 person House (constructed as semi detached pair) | Quantity | Unit | Rate | Total | No of units | Total
Substructures
Traditional strip foundation and lowest floor construction (expressed as GIFA) | 70.1 | m2 | 118.35 | 8296.335 | 4 | 33185.34
Superstructures
Superstructures | 70.1 | m2 | 605 | 42410.5 | 4 | 169642
Total cost for 2B4P Houses (Non NDSS) | [5 empty] | 202827.34
2 bed 4 person House (constructed as semi detached pair) | Quantity | Unit | Rate | Total | No of units | Total
Substructures
Traditional strip foundation and lowest floor construction (expressed as GIFA) | 80.1 | m2 | 116.93 | 9366.093 | 2 | 18732.186
Superstructures
Superstructures | 80.1 | m2 | 605 | 48460.5 | 2 | 96921
Total cost for 2B4P Houses (NDSS) | [5 empty] | 115653.186
3 bed 5 person House (constructed as semi detached pair) | Quantity | Unit | Rate | Total | No of units | Total
Substructures
Traditional strip foundation and lowest floor construction (expressed as GIFA) | 84.7 | m2 | 116.34 | 9853.998 | 4 | 39415.992
Superstructures
Superstructures | 84.7 | m2 | 605 | 51243.5 | 4 | 204974
Total cost for 3B5P Houses (Non NDSS) | [5 empty] | 244389.992
3 bed 5 person House (constructed as semi detached pair) | Quantity | Unit | Rate | Total | No of units | Total
Substructures
Traditional strip foundation and lowest floor construction (expressed as GIFA) | 93.7 | m2 | 115.01 | 10776.437 | 2 | 21552.874
Superstructures
Superstructures | 93.7 | m2 | 605 | 56688.5 | 2 | 113377
Total cost for 3B5P Houses (NDSS) | [5 empty] | 134929.874
4 bed 6 person House (constructed as semi detached pair) | Quantity | Unit | Rate | Total | No of units | Total
Substructures
Traditional strip foundation and lowest floor construction (expressed as GIFA) | 97.9 | m2 | 114.64 | 11223.256 | 2 | 22446.512
Superstructures
Superstructures | 97.9 | m2 | 605 | 59229.5 | 2 | 118459
Total cost for 4B6P Houses (Non NDSS) | [5 empty] | 140905.512
4 bed 6 person House (constructed as semi detached pair) | Quantity | Unit | Rate | Total | No of units | Total
Substructures
Traditional strip foundation and lowest floor construction (expressed as GIFA) | 108.5 | m2 | 113.87 | 12354.895 | 2 | 24709.79
Superstructures
Superstructures | 108.5 | m2 | 605 | 65642.5 | 2 | 131285
Total cost for 4B6P Houses (NDSS) | [5 empty] | 155994.79
EXTERNAL WORKS | Quantity | Unit | Rate | Total
Site Preparation Works
Site Clearance (assume 300mm deep inert to landfil) | 4922 | m² | 5.5 | 27071
Preparatory Groundworks | 4922 | m² | 1 | 4922
Roads, Paths, Pavings and Surfacings
Adopted Road (black tarmac) including all kerbs and dropped kerbs | 575 | m² | 80.83 | 46477.25
Adopted footpath 2m wide (black tarmac) including all edgings | 0 | m² |  | 0
Adopted footpath 400mm wide (black tarmac) including all edgings | 84 | m² | 37 | 3108
Non Adopted Parking Space (black tarmac) | 441 | m² | 31 | 13671
PCC concrete paving 600x600mm (PC sum £30/m2 supply) incl edgings | 541 | m² | 56 | 30296
Soft Landscaping, Planting and Irrigation Systems
Turf and topsoil (300mm deep) | 1795 | m² | 10.8 | 19386
External Planting | 449 | m² | 27 | 12123
Plot timber gates | 20 | no | 138 | 2760
1800mm high close boarded timber fencing, concrete gravel boards and post | 307 | lm | 52 | 15964
2100mm high close boarded timber fencing, concrete gravel boards and post | 276 | lm | 56 | 15456
External Drainage
Site wide Surface Water and Foul Water Drainage | 1 | item | 70000 | 70000 | PROV SUM
Plot drainage | 20 | item | 1900 | 38000
Land Drainage | 1 | item | 5000 | 5000 | PROV SUM
External Services
Water Mains Supply | 1 | item | 20000 | 20000 | PROV SUM
Electricity Mains Supply | 1 | item | 15000 | 15000 | PROV SUM
Gas Mains Supply | 1 | item | 20000 | 20000 | PROV SUM
Telecommunications and other Communication System Connections | 1 | item | 7000 | 7000 | PROV SUM
External Street Lighting Systems | 1 | item | 10000 | 10000 | PROV SUM
Builder's Work In Connection with External Services | 1 | item | 5000 | 5000 | PROV SUM
Total cost for External Works | [5 empty] | 381234.25
SUMMARY | [5 empty] | TOTAL COST
Preliminaries | [5 empty] | 304254.66
Substructure | [5 empty] | 193810.406
Superstructure | [5 empty] | 982762
External Works | [5 empty] | 381234.25
Post Contract Design Fees at say 3% | [5 empty] | 55861.8395
OH&P | [5 empty] | 76716.9262
TOTAL GREENFIELD SITE COST FOR 20 AFFORDABLE RENT UNITS IN TRADITIONAL CONSTRUCTION | [5 empty] | 1994640.0817
INNOVATION CHAIN NORTH
Framework of New build Construction Contractors 2020
PRICING SCHEDULE
TENDERER'S NAME | WIGGETT CONSTRUCTION LTD
LOW VALUE LOT L1
TIMBER FRAME CONSTRUCTION
LOCATION | Greater Manchester and Merseyside
Virtual Project Scenario
Nature of project | New Build Affordable Rent Units |  |  | 20 no
Size (m2) and Mix (no) of units | 61.2 | 2B3P Bungalow |  | 4 | 244.8 | Type F
| 70.1 | 2B4P House |  | 4 | 280.4 | Type A
| 80.1 | 2B4P House |  | 2 | 160.2 | Type B
| 84.7 | 3B5P House |  | 4 | 338.8 | Type G
| 93.7 | 3B5P House |  | 2 | 187.4 | Type E
| 97.9 | 4B6P House |  | 2 | 195.8 | Type C
| 108.5 | 4B6P House |  | 2 | 217 | Type D
GIFA (m2) | 1624.4
Site Access | Good access direct from main road network
Vandalism risk | High risk - CCTV required with security guard nights and weekends
Length of Contract | 40 | working weeks
Base Date / Commencement Date | 31st January 2020
Form of Contract | JCT design and build 2016 with ICN Amendments
Pricing schedule notes and guidance
1. All rates submitted should be as outlined in the RICS NRM2 Preliminaries (Main Contract)
2. Accommodation and welfare provisions shall be in strict accordance with the CDM Regulations 2015
3. All rates submitted will be applied and used as a basis for the future negotiation of Fixed Price Contracts for all projects within the aforementioned LOT for the full duration of the Framework Agreement. Annual inflationary increases will be applied from the commencement date of the framework and shall be in accordance with BCIS Tender Price Indices or as evidenced to the satisfaction of the instructing client.
4. All items listed below may not be specifically required on every individual project within this LOT. For the purposes of the evaluation each individual item shall be priced or, if included within another item, annotated accordingly identifying which item it is included within. ICN reserves the right to reject any priced schedules submitted with a tender which includes only summary costs or totals which are not fully completed.
5. Should the tenderer deem that a member of the Site Staff and Supervision team will not be required full time on projects within this LOT then the weekly rate shall be adjusted accordingly not the number of weeks. Consideration should be given that the rates inserted will be fixed for future AMP agreements (only subject to inflationary increases as noted above)
6. None of the measured quantities or descriptions are to be altered, all tendering bids are to be based upon a fixed price schedule for consistency.
7. Preliminaries are to be based on the contract period stated above based on traditional masonry construction. Each item is to be priced based on the relevant contract period. The period stated are for time on site and exclude lead in periods for discharge of pre-start planning conditions. Any other pre-start time costs should be included in the preliminaries. Any items not priced will be deemed not to be required on projects of a similar nature within the afoementioned LOT value range for the duration of the Framework Agreement.
8. Tenderers should allow the percentage for profit and corporate overhead [contractors margin] and these are to include: Contractors profit on net costs. Contracting companies corporate operating overheads on net costs which include cost of premises, employment of non site based staff [with the exception of visiting contract surveyors and construction manager] including estimators, customer care teams, business development managers, buyers, planners, resource, scheduling and programmers, directors and heads of departments, accounts, legal, financing, property costs, administration, IT, human resources, telecoms, transport and vehicles, corporate charges. All contractors contributions to Group overheads [where applicable]
9. The tenderer is to assume Fabric First construction to meet current Building Regulations with no renewables
10. The tenderer should note that non completion of one schedule will not be a compliant tender - both timber frame and traditional need to be completed
11. The tenderer shall complete the pricing schedule based upon the Affordable Rent specification and Standard House Type layouts (as included within the tender documentation) excluding all abnormal costs.
12. The tenderer shall allow for any cranage and associated works within the timber frame superstructures rate not the preliminaries schedule.
Preliminaries | Quantity | Unit | Rate | Total | Notes
Project specific management and Staff
Project Manager | 40 | weeks | 32.14 | 1285.6
Contracts Manager | 40 | weeks | 138.22 | 5528.8
Site Engineer | 40 | weeks | 30 | 1200
Site Manager | 40 | weeks | 1149.53 | 45981.2
Finishing Foreman / Assistant Site Manager | 40 | weeks | 48.16 | 1926.4
Labourer (including at handover) | 40 | weeks | 527.57 | 21102.8
Quantity Surveying /Commercial Management | 40 | weeks | 173.46 | 6938.4
Planner | 40 | weeks | 32.14 | 1285.6
Health & Safety Officer | 40 | weeks | 38.46 | 1538.4
Site establishment
Delivery of temp accomodation to site and removal on completion | 1 | Item | 750 | 750
Site office (inc furniture) | 40 | weeks | 44.5 | 1780
Meeting room (inc furniture) | 40 | weeks | 1 | 40
Canteens and Kitchens | 40 | weeks | 34.5 | 1380
Drying room | 40 | weeks | 1 | 40
Toilets and washrooms | 40 | weeks | 36.5 | 1460
Secure stores | 40 | weeks | 12.8 | 512
Telephones and Photocopiers (connection and charges) | 40 | weeks | 1 | 40
IT systems with email and internet capability | 40 | weeks | 1 | 40
Consumables and services associated with site accommodation | 40 | weeks | 10 | 400
Fire points and fire fighting equipment | 1 | Item | 390 | 390
Main Contractor's Signboard | 1 | Item | 240 | 240
Client/Homes England signboard; production, installation and removal (as ER's) | 1 | Item | 1599 | 1599
Cleaning
Site cleaning | 40 | weeks | 5 | 200
Site set up
Tarmac and hardcored compound area | 1 | item | 350 | 350
Temporary roads including demarcation for safe pedestrian and vehicular routes | 1 | item | 500 | 500
Temproary fencing to compound area | 1 | item | 1000 | 1000
Temporary security fencing to site perimeter | 1 | item | 3500 | 3500
Removal of compound on completion; reinstatement | 1 | item | 1500 | 1500
Temp Services incl all connections, disconnections and usage
Water supply | 40 | weeks | 20 | 800
Gas Supply | 40 | weeks | 1 | 40
Electric supply, Lighting and power | 40 | weeks | 20 | 800
Drainage | 40 | weeks | 10 | 400
Security
Night watchman | 40 | weeks | 280 | 11200
Pedestrian gates | 1 | item | 43.5 | 43.5
Vehicular gates | 1 | item | 112 | 112
CCTV cameras set up costs | 1 | item | 1 | 1
CCTV weekly charge | 40 | weeks | 420 | 16800
Material distribution
Forklift and driver | 20 | weeks | 245 | 4900
Site plant
Small Dumper | 20 | weeks | 1 | 20
Mixer | 20 | weeks | 1 | 20
Road Sweeper including driver and fuel | 20 | weeks | 100 | 2000
Excavator / mini digger including driver and fuel | 20 | weeks | 1 | 20
Small tools and equiptment | 20 | weeks | 75 | 1500
Health and Safety
1st aid kit | 1 | item | 25 | 25
Health and safety site visits | 1 | item | 2000 | 2000
Falling from heights | 1 | item | 9688 | 9688
Scaffolding
External scaffolding including mat | 1 | item | 23003 | 23003
Adaption of Scaffolding | 1 | item | 17003 | 17003
Internal Scaffolding | 1 | item | 17003 | 17003
Fees and charges
Specialist site survey and level survey | 1 | item | 300 | 300
As built drawings and manuals | 1 | item | 140 | 140
CDM regulations and health and safety plan | 1 | item | 500 | 500
Considerate constructors scheme | 1 | item | 520 | 520
SAP calculations and energy performance certificates | 1 | item | 1459.8 | 1459.8
Robust details | 1 | item | 660 | 660
Building Control Fees | 1 | item | 2880 | 2880
Planning Condition Discharge Fees | 1 | item | 582 | 582 | tenderer to assume there are 15 conditions requiring discharge
Adoption Agreements for Section 278, 104 and 38 Agreements | 1 | item | 17473.4 | 17473.4 | tenderer to assume road and sewers on virtual plan to be adopted
NHBC (or equivalent) 12 year structural warranty cover | 1 | item | 12400 | 12400 | tenderer not to include for insolvency cover
Testing and reports
Methane and radon testing and reports | 1 | item | 1 | 1
Concrete testing and reports | 1 | item | 1 | 1
Dilapidation Surveys | 1 | Item | 1 | 1
Sound testing | 1 | item | 1000 | 1000
Air pressure tests | 1 | item | 500 | 500
Handover costs
Snagging costs | 1 | item | 1 | 1
Contract cleaners | 1 | item | 5500 | 5500
Clean to external areas | 1 | item | 1 | 1
Skips | 2 | no | 180 | 360
Lorry and tipping charges | 1 | item | 1 | 1
Resident handover packs | 20 | no | 20 | 400
Insurances and Guarantees
Project specific Insurance | 1 | Item | 1814 | 1814
6.5.1 Insurance | 1 | Item | 2000 | 2000
Performance bond / parent company guarantee / insolvency cover |  |  |  | NIL | Contractor to indicate on Supplier Questionnaire
Maintenance period
Defects/Maintenance to dwelling | 20 | no | 74.5 | 1490
External areas - paths, paving and adopted areas | 1 | item | 500 | 500
Landscaped areas | 1 | item | 500 | 500
Total of preliminaries |  |  |  | 260871.9
Total of preliminaries expressed as a weekly cost |  |  |  | 6521.7975
Overheads and Profit
Corporate overheads (expressed as a %) |  |  |  | 1%
Profit (expressed as a %) |  |  |  | 3%
Overheads and Profit Total |  |  |  | 4%
Construction Costs
2 bed 3 person Bungalow (constructed as detached unit) | Quantity | Unit | Rate | Total | No of units | Total
Substructures
Traditional strip foundation and lowest floor construction | 61.2 | m2 | 137.94 | 8441.928 | 4 | 33767.712
Superstructures
Superstructures | 61.2 | m2 | 690 | 42228 | 4 | 168912
Total cost for 2B3P bungalows (NDSS) | [5 empty] | 202679.712
2 bed 4 person House (constructed as semi detached pair) | Quantity | Unit | Rate | Total | No of units | Total
Substructures
Traditional strip foundation and lowest floor construction (expressed as GIFA) | 70.1 | m2 | 118.35 | 8296.335 | 4 | 33185.34
Superstructures
Superstructures | 70.1 | m2 | 690 | 48369 | 4 | 193476
Total cost for 2B4P Houses (Non NDSS) | [5 empty] | 226661.34
2 bed 4 person House (constructed as semi detached pair) | Quantity | Unit | Rate | Total | No of units | Total
Substructures
Traditional strip foundation and lowest floor construction (expressed as GIFA) | 80.1 | m2 | 116.93 | 9366.093 | 2 | 18732.186
Superstructures
Superstructures | 80.1 | m2 | 690 | 55269 | 2 | 110538
Total cost for 2B4P Houses (NDSS) | [5 empty] | 129270.186
3 bed 5 person House (constructed as semi detached pair) | Quantity | Unit | Rate | Total | No of units | Total
Substructures
Traditional strip foundation and lowest floor construction (expressed as GIFA) | 84.7 | m2 | 116.34 | 9853.998 | 4 | 39415.992
Superstructures
Superstructures | 84.7 | m2 | 690 | 58443 | 4 | 233772
Total cost for 3B5P Houses (Non NDSS) | [5 empty] | 273187.992
3 bed 5 person House (constructed as semi detached pair) | Quantity | Unit | Rate | Total | No of units | Total
Substructures
Traditional strip foundation and lowest floor construction (expressed as GIFA) | 93.7 | m2 | 115.01 | 10776.437 | 2 | 21552.874
Superstructures
Superstructures | 93.7 | m2 | 690 | 64653 | 2 | 129306
Total cost for 3B5P Houses (NDSS) | [5 empty] | 150858.874
4 bed 6 person House (constructed as semi detached pair) | Quantity | Unit | Rate | Total | No of units | Total
Substructures
Traditional strip foundation and lowest floor construction (expressed as GIFA) | 97.9 | m2 | 114.64 | 11223.256 | 2 | 22446.512
Superstructures
Superstructures | 97.9 | m2 | 690 | 67551 | 2 | 135102
Total cost for 4B6P Houses (Non NDSS) | [5 empty] | 157548.512
4 bed 6 person House (constructed as semi detached pair) | Quantity | Unit | Rate | Total | No of units | Total
Substructures
Traditional strip foundation and lowest floor construction (expressed as GIFA) | 108.5 | m2 | 113.87 | 12354.895 | 2 | 24709.79
Superstructures
Superstructures | 108.5 | m2 | 690 | 74865 | 2 | 149730
Total cost for 4B6P Houses (NDSS) | [5 empty] | 174439.79
EXTERNAL WORKS | Quantity | Unit | Rate | Total
Site Preparation Works
Site Clearance (assume 300mm deep inert to landfil) | 4922 | m² | 5.5 | 27071
Preparatory Groundworks | 4922 | m² | 1 | 4922
Roads, Paths, Pavings and Surfacings
Adopted Road (black tarmac) including all kerbs and dropped kerbs | 575 | m² | 80.83 | 46477.25
Adopted footpath 2m wide (black tarmac) including all edgings | 0 | m² |  | 0
Adopted footpath 400mm wide (black tarmac) including all edgings | 84 | m² | 37 | 3108
Non Adopted Parking Space (black tarmac) | 441 | m² | 31 | 13671
PCC concrete paving 600x600mm (PC sum £30/m2 supply) incl edgings | 541 | m² | 56 | 30296
Soft Landscaping, Planting and Irrigation Systems
Turf and topsoil (300mm deep) | 1795 | m² | 10.8 | 19386
External Planting | 449 | m² | 27 | 12123
Plot timber gates | 20 | no | 138 | 2760
1800mm high close boarded timber fencing, concrete gravel boards and post | 307 | lm | 52 | 15964
2100mm high close boarded timber fencing, concrete gravel boards and post | 276 | lm | 56 | 15456
External Drainage
Site wide Surface Water and Foul Water Drainage | 1 | item | 70000 | 70000 | PROV SUM
Plot drainage | 20 | no | 1900 | 38000
Land Drainage | 1 | item | 5000 | 5000 | PROV SUM
External Services
Water Mains Supply | 1 | item | 20000 | 20000 | PROV SUM
Electricity Mains Supply | 1 | item | 15000 | 15000 | PROV SUM
Gas Mains Supply | 1 | item | 20000 | 20000 | PROV SUM
Telecommunications and other Communication System Connections | 1 | item | 7000 | 7000 | PROV SUM
External Street Lighting Systems | 1 | item | 10000 | 10000 | PROV SUM
Builder's Work In Connection with External Services | 1 | item | 5000 | 5000 | PROV SUM
Total cost for External Works | [5 empty] | 381234.25
SUMMARY | [5 empty] | TOTAL COST
Preliminaries | [5 empty] | 260871.9
Substructure | [5 empty] | 193810.406
Superstructure | [5 empty] | 1120836
External Works | [5 empty] | 381234.25
Post Contract Design Fees at say 3% | [5 empty] | 58702.5767
OHP | [5 empty] | 80618.2053
TOTAL GREENFIELD SITE COST FOR 20 AFFORDABLE RENT UNITS IN TIMBER FRAME CONSTRUCTION | [5 empty] | 2096073.338
FINAL SUMMARY
TOTAL GREENFIELD SITE COST FOR 20 AFFORDABLE RENT UNITS IN TRADITIONAL CONSTRUCTION | [5 empty] | 1994640.0817
TOTAL GREENFIELD SITE COST FOR 20 AFFORDABLE RENT UNITS IN TIMBER FRAME CONSTRUCTION | [5 empty] | 2096073.338
TOTAL COMBINED SITE COST FOR 20 AFFORDABLE RENT UNITS IN TIMBER FRAME CONSTRUCTION AND 20 UNITS IN TRADITIONAL CONSTRUCTION | [5 empty] | 4090713.4197

## Low val Lot 2
INNOVATION CHAIN NORTH
Framework of New build Construction Contractors 2020
PRICING SCHEDULE
TENDERER'S NAME | WIGGETT CONSTRUCTION LTD
LOW VALUE LOT L2
TRADITIONAL CONSTRUCTION
LOCATION | Cheshire, Derbyshire West, Staffordshire
Virtual Project Scenario
Nature of project | New Build Affordable Rent Units |  |  | 20 no
Size (m2) and Mix (no) of units | 61.2 | 2B3P Bungalow |  | 4 | 244.8 | Type F | NDSS
| 70.1 | 2B4P House |  | 4 | 280.4 | Type A | Non-NDSS
| 80.1 | 2B4P House |  | 2 | 160.2 | Type B | NDSS
| 84.7 | 3B5P House |  | 4 | 338.8 | Type G | Non-NDSS
| 93.7 | 3B5P House |  | 2 | 187.4 | Type E | NDSS
| 97.9 | 4B6P House |  | 2 | 195.8 | Type C | Non-NDSS
| 108.5 | 4B6P House |  | 2 | 217 | Type D | NDSS
GIFA (m2) | 1624.4
Site Access | Good access direct from main adopted road network
Vandalism risk | High risk - CCTV required with security guard nights and weekends
Length of Contract | 52 | working weeks
Base Date / Commencement Date | 31st January 2020
Form of Contract | JCT Design and Build 2016 with ICN Amendments
Pricing schedule notes and guidance
1. All rates submitted should be as outlined in the RICS NRM2 Preliminaries (Main Contract)
2. Accommodation and welfare provisions shall be in strict accordance with the CDM Regulations 2015
3. All rates submitted will be applied and used as a basis for the future negotiation of Fixed Price Contracts for all projects within the aforementioned LOT for the full duration of the Framework Agreement. Annual inflationary increases will be applied from the commencement date of the framework and shall be in accordance with BCIS Tender Price Indices or as evidenced to the satisfaction of the instructing client.
4. All items listed below may not be specifically required on every individual project within this LOT. For the purposes of the evaluation each individual item shall be priced or, if included within another item, annotated accordingly identifying which item it is included within. ICN reserves the right to reject any priced schedules submitted with a tender which includes only summary costs or totals which are not fully completed.
5. Should the tenderer deem that a member of the Site Staff and Supervision team will not be required full time on projects within this LOT then the weekly rate shall be adjusted accordingly not the number of weeks. Consideration should be given that the rates inserted will be fixed for future AMP agreements (only subject to inflationary increases as noted above)
6. None of the measured quantities or descriptions are to be altered, all tendering bids are to be based upon a fixed price schedule for consistency.
7. Preliminaries are to be based on the contract period stated above based on traditional masonry construction. Each item is to be priced based on the relevant contract period. The period stated are for time on site and exclude lead in periods for discharge of pre-start planning conditions. Any other pre-start time costs should be included in the preliminaries. Any items not priced will be deemed not to be required on projects of a similar nature within the afoementioned LOT value range for the duration of the Framework Agreement.
8. Tenderers should allow the percentage for profit and corporate overhead [contractors margin] and these are to include: Contractors profit on net costs. Contracting companies corporate operating overheads on net costs which include cost of premises, employment of non site based staff [with the exception of visiting contract surveyors and construction manager] including estimators, customer care teams, business development managers, buyers, planners, resource, scheduling and programmers, directors and heads of departments, accounts, legal, financing, property costs, administration, IT, human resources, telecoms, transport and vehicles, corporate charges. All contractors contributions to Group overheads [where applicable]
9. The tenderer is to assume Fabric First construction to meet current Building Regulations with no renewables
10. The tenderer should note that non completion of one schedule will not be a compliant tender - both timber frame and traditional need to be completed
11. The tenderer shall complete the pricing schedule based upon the Affordable Rent specification and Standard House Type layouts (as included within the tender documentation) excluding all abnormal costs.
Preliminaries | Quantity | Unit | Rate | Total | Notes
Project specific management and Staff
Project Manager | 52 | weeks | 32.14 | 1671.28
Contracts Manager | 52 | weeks | 138.22 | 7187.44
Site Engineer | 52 | weeks | 30 | 1560
Site Manager | 52 | weeks | 1149.53 | 59775.56
Finishing Foreman / Assistant Site Manager | 52 | weeks | 48.16 | 2504.32
Labourer (including at handover) | 52 | weeks | 527.57 | 27433.64
Quantity Surveying / Commercial Management | 52 | weeks | 173.46 | 9019.92
Planner | 52 | weeks | 32.14 | 1671.28
Health & Safety Officer | 52 | weeks | 38.46 | 1999.92
Site establishment
Delivery of temp accomodation to site and removal on completion | 1 | Item | 750 | 750
Site office (inc furniture) | 52 | weeks | 44.5 | 2314
Meeting room (inc furniture) | 52 | weeks | 1 | 52
Canteens and Kitchens | 52 | weeks | 34.5 | 1794
Drying room | 52 | weeks | 1 | 52
Toilets and washrooms | 52 | weeks | 36.5 | 1898
Secure stores | 52 | weeks | 12.8 | 665.6
Telephones and Photocopiers (connection and charges) | 52 | weeks | 1 | 52
IT systems with email and internet capability | 52 | weeks | 1 | 52
Consumables and services associated with site accommodation | 52 | weeks | 10 | 520
Fire points and fire fighting equipment | 1 | Item | 390 | 390
Main Contractor's Signboard | 1 | Item | 240 | 240
Client/Homes England signboard; production, installation and removal (as ER's) | 1 | Item | 1599 | 1599
Cleaning
Site cleaning | 52 | weeks | 5 | 260
Site set up
Tarmac and hardcore compound area | 1 | item | 350 | 350
Temporary roads incl demarcation for safe pedestrian and vehicular routes | 1 | item | 500 | 500
Temproary fencing to compound area | 1 | item | 1000 | 1000
Temporary security fencing to site perimeter | 1 | item | 3500 | 3500
Removal of compound on completion; reinstatement | 1 | item | 1500 | 1500
Temp Services incl all connections, disconnections and usage
Water supply | 52 | weeks | 20 | 1040
Gas Supply | 52 | weeks | 1 | 52
Electric supply, Lighting and power | 52 | weeks | 20 | 1040
Drainage | 52 | weeks | 10 | 520
Security
Night watchman | 52 | weeks | 280 | 14560
Pedestrian gates | 1 | item | 43.5 | 43.5
Vehicular gates | 1 | item | 112 | 112
CCTV cameras set up costs | 1 | item | 1 | 1
CCTV weekly charge | 52 | weeks | 420 | 21840
Material distribution
Forklift and driver | 26 | weeks | 245 | 6370
Site plant
Small Dumper | 26 | weeks | 1 | 26
Mixer | 26 | weeks | 1 | 26
Road Sweeper including driver and fuel | 26 | weeks | 100 | 2600
Excavator / mini digger including driver and fuel | 26 | weeks | 1 | 26
Small tools and equiptment | 26 | weeks | 75 | 1950
Health and Safety
1st aid kit | 1 | item | 25 | 25
Health and safety site visits | 1 | item | 2000 | 2000
Falling from heights | 1 | item | 19376 | 19376
Scaffolding
External scaffolding including mat | 1 | item | 21000 | 21000
Adaption of Scaffolding | 1 | item | 15350 | 15350
Internal Scaffolding | 1 | item | 15000 | 15000
Fees and charges
Specialist site survey and level survey | 1 | item | 300 | 300
As built drawings and manuals | 1 | item | 140 | 140
CDM regulations and health and safety plan | 1 | item | 500 | 500
Considerate constructors scheme | 1 | item | 520 | 520
SAP calculations and energy performance certificates | 1 | item | 1459.8 | 1459.8
Robust details | 1 | item | 660 | 660
Building Control Fees | 1 | item | 2880 | 2880
Planning Condition Discharge Fees | 15 | no | 38.8 | 582 | tenderer to assume there are 15 conditions requiring discharge
Adoption Agreements for Section 278, 104 and 38 Agreements | 1 | item | 17473.4 | 17473.4 | tenderer to assume road and sewers on virtual plan to be adopted
NHBC (or equivalent) 12 year structural warranty cover | 1 | item | 12400 | 12400 | tenderer not to include for insolvency cover
Testing and reports
Methane and radon testing and reports | 1 | item | 1 | 1
Concrete testing and reports | 1 | item | 1 | 1
Dilapidation Surveys | 1 | Item | 1 | 1
Sound testing | 1 | item | 1000 | 1000
Air pressure tests | 1 | item | 500 | 500
Handover costs
Snagging costs / inspections | 1 | item | 1 | 1
Contract cleaners | 1 | item | 5500 | 5500
Clean to external areas | 1 | item | 1 | 1
Skips | 2 | no | 180 | 360
Lorry and tipping charges | 1 | item | 1 | 1
Resident handover packs | 20 | no | 20 | 400
Insurances and Guarantees
Project specific Insurances | 1 | Item | 1814 | 1814
6.5.1 Insurance | 1 | Item | 2000 | 2000
Performance bond / parent company guarantee / insolvency cover |  |  |  | NIL | Contractor to indicate on Supplier Questionnaire
Maintenance period
Defects / Maintenance to dwellings | 20 | no | 74.5 | 1490
External areas - paths, paving and adopted areas | 1 | item | 500 | 500
Landscaped areas | 1 | item | 500 | 500
Total of preliminaries |  |  |  | 304254.66
Total of preliminaries expressed as a weekly cost |  |  |  | 5851.0512
Overheads and Profit
Corporate overheads (expressed as a %) |  |  |  | 1%
Profit (expressed as a %) |  |  |  | 3%
Overheads and Profit Total |  |  |  | 4%
Construction Costs
2 bed 3 person Bungalow (constructed as detached unit) | Quantity | Unit | Rate | Total | No of units | Total
Substructures
Traditional strip foundation and lowest floor construction | 61.2 | m2 | 137.94 | 8441.928 | 4 | 33767.712
Superstructures
Superstructures | 61.2 | m2 | 605 | 37026 | 4 | 148104
Total cost for 2B3P bungalows (NDSS) | [5 empty] | 181871.712
2 bed 4 person House (constructed as semi detached pair) | Quantity | Unit | Rate | Total | No of units | Total
Substructures
Traditional strip foundation and lowest floor construction (expressed as GIFA) | 70.1 | m2 | 118.35 | 8296.335 | 4 | 33185.34
Superstructures
Superstructures | 70.1 | m2 | 605 | 42410.5 | 4 | 169642
Total cost for 2B4P Houses (Non NDSS) | [5 empty] | 202827.34
2 bed 4 person House (constructed as semi detached pair) | Quantity | Unit | Rate | Total | No of units | Total
Substructures
Traditional strip foundation and lowest floor construction (expressed as GIFA) | 80.1 | m2 | 116.93 | 9366.093 | 2 | 18732.186
Superstructures
Superstructures | 80.1 | m2 | 605 | 48460.5 | 2 | 96921
Total cost for 2B4P Houses (NDSS) | [5 empty] | 115653.186
3 bed 5 person House (constructed as semi detached pair) | Quantity | Unit | Rate | Total | No of units | Total
Substructures
Traditional strip foundation and lowest floor construction (expressed as GIFA) | 84.7 | m2 | 116.34 | 9853.998 | 4 | 39415.992
Superstructures
Superstructures | 84.7 | m2 | 605 | 51243.5 | 4 | 204974
Total cost for 3B5P Houses (Non NDSS) | [5 empty] | 244389.992
3 bed 5 person House (constructed as semi detached pair) | Quantity | Unit | Rate | Total | No of units | Total
Substructures
Traditional strip foundation and lowest floor construction (expressed as GIFA) | 93.7 | m2 | 115.01 | 10776.437 | 2 | 21552.874
Superstructures
Superstructures | 93.7 | m2 | 605 | 56688.5 | 2 | 113377
Total cost for 3B5P Houses (NDSS) | [5 empty] | 134929.874
4 bed 6 person House (constructed as semi detached pair) | Quantity | Unit | Rate | Total | No of units | Total
Substructures
Traditional strip foundation and lowest floor construction (expressed as GIFA) | 97.9 | m2 | 114.64 | 11223.256 | 2 | 22446.512
Superstructures
Superstructures | 97.9 | m2 | 605 | 59229.5 | 2 | 118459
Total cost for 4B6P Houses (Non NDSS) | [5 empty] | 140905.512
4 bed 6 person House (constructed as semi detached pair) | Quantity | Unit | Rate | Total | No of units | Total
Substructures
Traditional strip foundation and lowest floor construction (expressed as GIFA) | 108.5 | m2 | 113.87 | 12354.895 | 2 | 24709.79
Superstructures
Superstructures | 108.5 | m2 | 605 | 65642.5 | 2 | 131285
Total cost for 4B6P Houses (NDSS) | [5 empty] | 155994.79
EXTERNAL WORKS | Quantity | Unit | Rate | Total
Site Preparation Works
Site Clearance (assume 300mm deep inert to landfil) | 4922 | m² | 5.5 | 27071
Preparatory Groundworks | 4922 | m² | 1 | 4922
Roads, Paths, Pavings and Surfacings
Adopted Road (black tarmac) including all kerbs and dropped kerbs | 575 | m² | 80.83 | 46477.25
Adopted footpath 2m wide (black tarmac) including all edgings | 0 | m² |  | 0
Adopted footpath 400mm wide (black tarmac) including all edgings | 84 | m² | 37 | 3108
Non Adopted Parking Space (black tarmac) | 441 | m² | 31 | 13671
PCC concrete paving 600x600mm (PC sum £30/m2 supply) incl edgings | 541 | m² | 56 | 30296
Soft Landscaping, Planting and Irrigation Systems
Turf and topsoil (300mm deep) | 1795 | m² | 10.8 | 19386
External Planting | 449 | m² | 27 | 12123
Plot timber gates | 20 | no | 138 | 2760
1800mm high close boarded timber fencing, concrete gravel boards and post | 307 | lm | 52 | 15964
2100mm high close boarded timber fencing, concrete gravel boards and post | 276 | lm | 56 | 15456
External Drainage
Site wide Surface Water and Foul Water Drainage | 1 | item | 70000 | 70000 | PROV SUM
Plot drainage | 20 | item | 1900 | 38000
Land Drainage | 1 | item | 5000 | 5000 | PROV SUM
External Services
Water Mains Supply | 1 | item | 20000 | 20000 | PROV SUM
Electricity Mains Supply | 1 | item | 15000 | 15000 | PROV SUM
Gas Mains Supply | 1 | item | 20000 | 20000 | PROV SUM
Telecommunications and other Communication System Connections | 1 | item | 7000 | 7000 | PROV SUM
External Street Lighting Systems | 1 | item | 10000 | 10000 | PROV SUM
Builder's Work In Connection with External Services | 1 | item | 5000 | 5000 | PROV SUM
Total cost for External Works | [5 empty] | 381234.25
SUMMARY | [5 empty] | TOTAL COST
Preliminaries | [5 empty] | 304254.66
Substructure | [5 empty] | 193810.406
Superstructure | [5 empty] | 982762
External Works | [5 empty] | 381234.25
Post Contract Design Fees at say 3% | [5 empty] | 55861.8395
OH&P | [5 empty] | 76716.9262
TOTAL GREENFIELD SITE COST FOR 20 AFFORDABLE RENT UNITS IN TRADITIONAL CONSTRUCTION | [5 empty] | 1994640.0817
INNOVATION CHAIN NORTH
Framework of New build Construction Contractors 2020
PRICING SCHEDULE
TENDERER'S NAME | WIGGETT CONSTRUCTION LTD
LOW VALUE LOT L2
TIMBER FRAME CONSTRUCTION
LOCATION | Cheshire, Derbyshire West, Staffordshire
Virtual Project Scenario
Nature of project | New Build Affordable Rent Units |  |  | 20 no
Size (m2) and Mix (no) of units | 61.2 | 2B3P Bungalow |  | 4 | 244.8 | Type F
| 70.1 | 2B4P House |  | 4 | 280.4 | Type A
| 80.1 | 2B4P House |  | 2 | 160.2 | Type B
| 84.7 | 3B5P House |  | 4 | 338.8 | Type G
| 93.7 | 3B5P House |  | 2 | 187.4 | Type E
| 97.9 | 4B6P House |  | 2 | 195.8 | Type C
| 108.5 | 4B6P House |  | 2 | 217 | Type D
GIFA (m2) | 1624.4
Site Access | Good access direct from main road network
Vandalism risk | High risk - CCTV required with security guard nights and weekends
Length of Contract | 40 | working weeks
Base Date / Commencement Date | 31st January 2020
Form of Contract | JCT design and build 2016 with ICN Amendments
Pricing schedule notes and guidance
1. All rates submitted should be as outlined in the RICS NRM2 Preliminaries (Main Contract)
2. Accommodation and welfare provisions shall be in strict accordance with the CDM Regulations 2015
3. All rates submitted will be applied and used as a basis for the future negotiation of Fixed Price Contracts for all projects within the aforementioned LOT for the full duration of the Framework Agreement. Annual inflationary increases will be applied from the commencement date of the framework and shall be in accordance with BCIS Tender Price Indices or as evidenced to the satisfaction of the instructing client.
4. All items listed below may not be specifically required on every individual project within this LOT. For the purposes of the evaluation each individual item shall be priced or, if included within another item, annotated accordingly identifying which item it is included within. ICN reserves the right to reject any priced schedules submitted with a tender which includes only summary costs or totals which are not fully completed.
5. Should the tenderer deem that a member of the Site Staff and Supervision team will not be required full time on projects within this LOT then the weekly rate shall be adjusted accordingly not the number of weeks. Consideration should be given that the rates inserted will be fixed for future AMP agreements (only subject to inflationary increases as noted above)
6. None of the measured quantities or descriptions are to be altered, all tendering bids are to be based upon a fixed price schedule for consistency.
7. Preliminaries are to be based on the contract period stated above based on traditional masonry construction. Each item is to be priced based on the relevant contract period. The period stated are for time on site and exclude lead in periods for discharge of pre-start planning conditions. Any other pre-start time costs should be included in the preliminaries. Any items not priced will be deemed not to be required on projects of a similar nature within the afoementioned LOT value range for the duration of the Framework Agreement.
8. Tenderers should allow the percentage for profit and corporate overhead [contractors margin] and these are to include: Contractors profit on net costs. Contracting companies corporate operating overheads on net costs which include cost of premises, employment of non site based staff [with the exception of visiting contract surveyors and construction manager] including estimators, customer care teams, business development managers, buyers, planners, resource, scheduling and programmers, directors and heads of departments, accounts, legal, financing, property costs, administration, IT, human resources, telecoms, transport and vehicles, corporate charges. All contractors contributions to Group overheads [where applicable]
9. The tenderer is to assume Fabric First construction to meet current Building Regulations with no renewables
10. The tenderer should note that non completion of one schedule will not be a compliant tender - both timber frame and traditional need to be completed
11. The tenderer shall complete the pricing schedule based upon the Affordable Rent specification and Standard House Type layouts (as included within the tender documentation) excluding all abnormal costs.
12. The tenderer shall allow for any cranage and associated works within the timber frame superstructures rate not the preliminaries schedule.
Preliminaries | Quantity | Unit | Rate | Total | Notes
Project specific management and Staff
Project Manager | 40 | weeks | 32.14 | 1285.6
Contracts Manager | 40 | weeks | 138.22 | 5528.8
Site Engineer | 40 | weeks | 30 | 1200
Site Manager | 40 | weeks | 1149.53 | 45981.2
Finishing Foreman / Assistant Site Manager | 40 | weeks | 48.16 | 1926.4
Labourer (including at handover) | 40 | weeks | 527.57 | 21102.8
Quantity Surveying /Commercial Management | 40 | weeks | 173.46 | 6938.4
Planner | 40 | weeks | 32.14 | 1285.6
Health & Safety Officer | 40 | weeks | 38.46 | 1538.4
Site establishment
Delivery of temp accomodation to site and removal on completion | 1 | Item | 750 | 750
Site office (inc furniture) | 40 | weeks | 44.5 | 1780
Meeting room (inc furniture) | 40 | weeks | 1 | 40
Canteens and Kitchens | 40 | weeks | 34.5 | 1380
Drying room | 40 | weeks | 1 | 40
Toilets and washrooms | 40 | weeks | 36.5 | 1460
Secure stores | 40 | weeks | 12.8 | 512
Telephones and Photocopiers (connection and charges) | 40 | weeks | 1 | 40
IT systems with email and internet capability | 40 | weeks | 1 | 40
Consumables and services associated with site accommodation | 40 | weeks | 10 | 400
Fire points and fire fighting equipment | 1 | Item | 390 | 390
Main Contractor's Signboard | 1 | Item | 240 | 240
Client/Homes England signboard; production, installation and removal (as ER's) | 1 | Item | 1599 | 1599
Cleaning
Site cleaning | 40 | weeks | 5 | 200
Site set up
Tarmac and hardcored compound area | 1 | item | 350 | 350
Temporary roads including demarcation for safe pedestrian and vehicular routes | 1 | item | 500 | 500
Temproary fencing to compound area | 1 | item | 1000 | 1000
Temporary security fencing to site perimeter | 1 | item | 3500 | 3500
Removal of compound on completion; reinstatement | 1 | item | 1500 | 1500
Temp Services incl all connections, disconnections and usage
Water supply | 40 | weeks | 20 | 800
Gas Supply | 40 | weeks | 1 | 40
Electric supply, Lighting and power | 40 | weeks | 20 | 800
Drainage | 40 | weeks | 10 | 400
Security
Night watchman | 40 | weeks | 280 | 11200
Pedestrian gates | 1 | item | 43.5 | 43.5
Vehicular gates | 1 | item | 112 | 112
CCTV cameras set up costs | 1 | item | 1 | 1
CCTV weekly charge | 40 | weeks | 420 | 16800
Material distribution
Forklift and driver | 20 | weeks | 245 | 4900
Site plant
Small Dumper | 20 | weeks | 1 | 20
Mixer | 20 | weeks | 1 | 20
Road Sweeper including driver and fuel | 20 | weeks | 100 | 2000
Excavator / mini digger including driver and fuel | 20 | weeks | 1 | 20
Small tools and equiptment | 20 | weeks | 75 | 1500
Health and Safety
1st aid kit | 1 | item | 25 | 25
Health and safety site visits | 1 | item | 2000 | 2000
Falling from heights | 1 | item | 9688 | 9688
Scaffolding
External scaffolding including mat | 1 | item | 23003 | 23003
Adaption of Scaffolding | 1 | item | 17003 | 17003
Internal Scaffolding | 1 | item | 17003 | 17003
Fees and charges
Specialist site survey and level survey | 1 | item | 300 | 300
As built drawings and manuals | 1 | item | 140 | 140
CDM regulations and health and safety plan | 1 | item | 500 | 500
Considerate constructors scheme | 1 | item | 520 | 520
SAP calculations and energy performance certificates | 1 | item | 1459.8 | 1459.8
Robust details | 1 | item | 660 | 660
Building Control Fees | 1 | item | 2880 | 2880
Planning Condition Discharge Fees | 1 | item | 582 | 582 | tenderer to assume there are 15 conditions requiring discharge
Adoption Agreements for Section 278, 104 and 38 Agreements | 1 | item | 17473.4 | 17473.4 | tenderer to assume road and sewers on virtual plan to be adopted
NHBC (or equivalent) 12 year structural warranty cover | 1 | item | 12400 | 12400 | tenderer not to include for insolvency cover
Testing and reports
Methane and radon testing and reports | 1 | item | 1 | 1
Concrete testing and reports | 1 | item | 1 | 1
Dilapidation Surveys | 1 | Item | 1 | 1
Sound testing | 1 | item | 1000 | 1000
Air pressure tests | 1 | item | 500 | 500
Handover costs
Snagging costs | 1 | item | 1 | 1
Contract cleaners | 1 | item | 5500 | 5500
Clean to external areas | 1 | item | 1 | 1
Skips | 2 | no | 180 | 360
Lorry and tipping charges | 1 | item | 1 | 1
Resident handover packs | 20 | no | 20 | 400
Insurances and Guarantees
Project specific Insurance | 1 | Item | 1814 | 1814
6.5.1 Insurance | 1 | Item | 2000 | 2000
Performance bond / parent company guarantee / insolvency cover |  |  |  | NIL | Contractor to indicate on Supplier Questionnaire
Maintenance period
Defects/Maintenance to dwelling | 20 | no | 74.5 | 1490
External areas - paths, paving and adopted areas | 1 | item | 500 | 500
Landscaped areas | 1 | item | 500 | 500
Total of preliminaries |  |  |  | 260871.9
Total of preliminaries expressed as a weekly cost |  |  |  | 6521.7975
Overheads and Profit
Corporate overheads (expressed as a %) |  |  |  | 1%
Profit (expressed as a %) |  |  |  | 3%
Overheads and Profit Total |  |  |  | 4%
Construction Costs
2 bed 3 person Bungalow (constructed as detached unit) | Quantity | Unit | Rate | Total | No of units | Total
Substructures
Traditional strip foundation and lowest floor construction | 61.2 | m2 | 137.94 | 8441.928 | 4 | 33767.712
Superstructures
Superstructures | 61.2 | m2 | 690 | 42228 | 4 | 168912
Total cost for 2B3P bungalows (NDSS) | [5 empty] | 202679.712
2 bed 4 person House (constructed as semi detached pair) | Quantity | Unit | Rate | Total | No of units | Total
Substructures
Traditional strip foundation and lowest floor construction (expressed as GIFA) | 70.1 | m2 | 118.35 | 8296.335 | 4 | 33185.34
Superstructures
Superstructures | 70.1 | m2 | 690 | 48369 | 4 | 193476
Total cost for 2B4P Houses (Non NDSS) | [5 empty] | 226661.34
2 bed 4 person House (constructed as semi detached pair) | Quantity | Unit | Rate | Total | No of units | Total
Substructures
Traditional strip foundation and lowest floor construction (expressed as GIFA) | 80.1 | m2 | 116.93 | 9366.093 | 2 | 18732.186
Superstructures
Superstructures | 80.1 | m2 | 690 | 55269 | 2 | 110538
Total cost for 2B4P Houses (NDSS) | [5 empty] | 129270.186
3 bed 5 person House (constructed as semi detached pair) | Quantity | Unit | Rate | Total | No of units | Total
Substructures
Traditional strip foundation and lowest floor construction (expressed as GIFA) | 84.7 | m2 | 116.34 | 9853.998 | 4 | 39415.992
Superstructures
Superstructures | 84.7 | m2 | 690 | 58443 | 4 | 233772
Total cost for 3B5P Houses (Non NDSS) | [5 empty] | 273187.992
3 bed 5 person House (constructed as semi detached pair) | Quantity | Unit | Rate | Total | No of units | Total
Substructures
Traditional strip foundation and lowest floor construction (expressed as GIFA) | 93.7 | m2 | 115.01 | 10776.437 | 2 | 21552.874
Superstructures
Superstructures | 93.7 | m2 | 690 | 64653 | 2 | 129306
Total cost for 3B5P Houses (NDSS) | [5 empty] | 150858.874
4 bed 6 person House (constructed as semi detached pair) | Quantity | Unit | Rate | Total | No of units | Total
Substructures
Traditional strip foundation and lowest floor construction (expressed as GIFA) | 97.9 | m2 | 114.64 | 11223.256 | 2 | 22446.512
Superstructures
Superstructures | 97.9 | m2 | 690 | 67551 | 2 | 135102
Total cost for 4B6P Houses (Non NDSS) | [5 empty] | 157548.512
4 bed 6 person House (constructed as semi detached pair) | Quantity | Unit | Rate | Total | No of units | Total
Substructures
Traditional strip foundation and lowest floor construction (expressed as GIFA) | 108.5 | m2 | 113.87 | 12354.895 | 2 | 24709.79
Superstructures
Superstructures | 108.5 | m2 | 690 | 74865 | 2 | 149730
Total cost for 4B6P Houses (NDSS) | [5 empty] | 174439.79
EXTERNAL WORKS | Quantity | Unit | Rate | Total
Site Preparation Works
Site Clearance (assume 300mm deep inert to landfil) | 4922 | m² | 5.5 | 27071
Preparatory Groundworks | 4922 | m² | 1 | 4922
Roads, Paths, Pavings and Surfacings
Adopted Road (black tarmac) including all kerbs and dropped kerbs | 575 | m² | 80.83 | 46477.25
Adopted footpath 2m wide (black tarmac) including all edgings | 0 | m² |  | 0
Adopted footpath 400mm wide (black tarmac) including all edgings | 84 | m² | 37 | 3108
Non Adopted Parking Space (black tarmac) | 441 | m² | 31 | 13671
PCC concrete paving 600x600mm (PC sum £30/m2 supply) incl edgings | 541 | m² | 56 | 30296
Soft Landscaping, Planting and Irrigation Systems
Turf and topsoil (300mm deep) | 1795 | m² | 10.8 | 19386
External Planting | 449 | m² | 27 | 12123
Plot timber gates | 20 | no | 138 | 2760
1800mm high close boarded timber fencing, concrete gravel boards and post | 307 | lm | 52 | 15964
2100mm high close boarded timber fencing, concrete gravel boards and post | 276 | lm | 56 | 15456
External Drainage
Site wide Surface Water and Foul Water Drainage | 1 | item | 70000 | 70000 | PROV SUM
Plot drainage | 20 | no | 1900 | 38000
Land Drainage | 1 | item | 5000 | 5000 | PROV SUM
External Services
Water Mains Supply | 1 | item | 20000 | 20000 | PROV SUM
Electricity Mains Supply | 1 | item | 15000 | 15000 | PROV SUM
Gas Mains Supply | 1 | item | 20000 | 20000 | PROV SUM
Telecommunications and other Communication System Connections | 1 | item | 7000 | 7000 | PROV SUM
External Street Lighting Systems | 1 | item | 10000 | 10000 | PROV SUM
Builder's Work In Connection with External Services | 1 | item | 5000 | 5000 | PROV SUM
Total cost for External Works | [5 empty] | 381234.25
SUMMARY | [5 empty] | TOTAL COST
Preliminaries | [5 empty] | 260871.9
Substructure | [5 empty] | 193810.406
Superstructure | [5 empty] | 1120836
External Works | [5 empty] | 381234.25
Post Contract Design Fees at say 3% | [5 empty] | 58702.5767
OHP | [5 empty] | 80618.2053
TOTAL GREENFIELD SITE COST FOR 20 AFFORDABLE RENT UNITS IN TIMBER FRAME CONSTRUCTION | [5 empty] | 2096073.338
FINAL SUMMARY
TOTAL GREENFIELD SITE COST FOR 20 AFFORDABLE RENT UNITS IN TRADITIONAL CONSTRUCTION | [5 empty] | 1994640.0817
TOTAL GREENFIELD SITE COST FOR 20 AFFORDABLE RENT UNITS IN TIMBER FRAME CONSTRUCTION | [5 empty] | 2096073.338
TOTAL COMBINED SITE COST FOR 20 AFFORDABLE RENT UNITS IN TIMBER FRAME CONSTRUCTION AND 20 UNITS IN TRADITIONAL CONSTRUCTION | [5 empty] | 4090713.4197

## Low val Lot 3
INNOVATION CHAIN NORTH
Framework of New build Construction Contractors 2020
PRICING SCHEDULE
TENDERER'S NAME | WIGGETT CONSTRUCTION LTD
LOW VALUE LOT L3
TRADITIONAL CONSTRUCTION
LOCATION | Lancashire and Cumbria
Virtual Project Scenario
Nature of project | New Build Affordable Rent Units |  |  | 20 no
Size (m2) and Mix (no) of units | 61.2 | 2B3P Bungalow |  | 4 | 244.8 | Type F | NDSS
| 70.1 | 2B4P House |  | 4 | 280.4 | Type A | Non-NDSS
| 80.1 | 2B4P House |  | 2 | 160.2 | Type B | NDSS
| 84.7 | 3B5P House |  | 4 | 338.8 | Type G | Non-NDSS
| 93.7 | 3B5P House |  | 2 | 187.4 | Type E | NDSS
| 97.9 | 4B6P House |  | 2 | 195.8 | Type C | Non-NDSS
| 108.5 | 4B6P House |  | 2 | 217 | Type D | NDSS
GIFA (m2) | 1624.4
Site Access | Good access direct from main adopted road network
Vandalism risk | High risk - CCTV required with security guard nights and weekends
Length of Contract | 52 | working weeks
Base Date / Commencement Date | 31st January 2020
Form of Contract | JCT Design and Build 2016 with ICN Amendments
Pricing schedule notes and guidance
1. All rates submitted should be as outlined in the RICS NRM2 Preliminaries (Main Contract)
2. Accommodation and welfare provisions shall be in strict accordance with the CDM Regulations 2015
3. All rates submitted will be applied and used as a basis for the future negotiation of Fixed Price Contracts for all projects within the aforementioned LOT for the full duration of the Framework Agreement. Annual inflationary increases will be applied from the commencement date of the framework and shall be in accordance with BCIS Tender Price Indices or as evidenced to the satisfaction of the instructing client.
4. All items listed below may not be specifically required on every individual project within this LOT. For the purposes of the evaluation each individual item shall be priced or, if included within another item, annotated accordingly identifying which item it is included within. ICN reserves the right to reject any priced schedules submitted with a tender which includes only summary costs or totals which are not fully completed.
5. Should the tenderer deem that a member of the Site Staff and Supervision team will not be required full time on projects within this LOT then the weekly rate shall be adjusted accordingly not the number of weeks. Consideration should be given that the rates inserted will be fixed for future AMP agreements (only subject to inflationary increases as noted above)
6. None of the measured quantities or descriptions are to be altered, all tendering bids are to be based upon a fixed price schedule for consistency.
7. Preliminaries are to be based on the contract period stated above based on traditional masonry construction. Each item is to be priced based on the relevant contract period. The period stated are for time on site and exclude lead in periods for discharge of pre-start planning conditions. Any other pre-start time costs should be included in the preliminaries. Any items not priced will be deemed not to be required on projects of a similar nature within the afoementioned LOT value range for the duration of the Framework Agreement.
8. Tenderers should allow the percentage for profit and corporate overhead [contractors margin] and these are to include: Contractors profit on net costs. Contracting companies corporate operating overheads on net costs which include cost of premises, employment of non site based staff [with the exception of visiting contract surveyors and construction manager] including estimators, customer care teams, business development managers, buyers, planners, resource, scheduling and programmers, directors and heads of departments, accounts, legal, financing, property costs, administration, IT, human resources, telecoms, transport and vehicles, corporate charges. All contractors contributions to Group overheads [where applicable]
9. The tenderer is to assume Fabric First construction to meet current Building Regulations with no renewables
10. The tenderer should note that non completion of one schedule will not be a compliant tender - both timber frame and traditional need to be completed
11. The tenderer shall complete the pricing schedule based upon the Affordable Rent specification and Standard House Type layouts (as included within the tender documentation) excluding all abnormal costs.
Preliminaries | Quantity | Unit | Rate | Total | Notes
Project specific management and Staff
Project Manager | 52 | weeks |  | 0
Contracts Manager | 52 | weeks |  | 0
Site Engineer | 52 | weeks |  | 0
Site Manager | 52 | weeks |  | 0
Finishing Foreman / Assistant Site Manager | 52 | weeks |  | 0
Labourer (including at handover) | 52 | weeks |  | 0
Quantity Surveying / Commercial Management | 52 | weeks |  | 0
Planner | 52 | weeks |  | 0
Health & Safety Officer | 52 | weeks |  | 0
Site establishment
Delivery of temp accomodation to site and removal on completion | 1 | Item |  | 0
Site office (inc furniture) | 52 | weeks |  | 0
Meeting room (inc furniture) | 52 | weeks |  | 0
Canteens and Kitchens | 52 | weeks |  | 0
Drying room | 52 | weeks |  | 0
Toilets and washrooms | 52 | weeks |  | 0
Secure stores | 52 | weeks |  | 0
Telephones and Photocopiers (connection and charges) | 52 | weeks |  | 0
IT systems with email and internet capability | 52 | weeks |  | 0
Consumables and services associated with site accommodation | 52 | weeks |  | 0
Fire points and fire fighting equipment | 1 | Item |  | 0
Main Contractor's Signboard | 1 | Item |  | 0
Client/Homes England signboard; production, installation and removal (as ER's) | 1 | Item |  | 0
Cleaning
Site cleaning | 52 | weeks |  | 0
Site set up
Tarmac and hardcore compound area | 1 | item |  | 0
Temporary roads incl demarcation for safe pedestrian and vehicular routes | 1 | item |  | 0
Temproary fencing to compound area | 1 | item |  | 0
Temporary security fencing to site perimeter | 1 | item |  | 0
Removal of compound on completion; reinstatement | 1 | item |  | 0
Temp Services incl all connections, disconnections and usage
Water supply | 52 | weeks |  | 0
Gas Supply | 52 | weeks |  | 0
Electric supply, Lighting and power | 52 | weeks |  | 0
Drainage | 52 | weeks |  | 0
Security
Night watchman | 52 | weeks |  | 0
Pedestrian gates | 1 | item |  | 0
Vehicular gates | 1 | item |  | 0
CCTV cameras set up costs | 1 | item |  | 0
CCTV weekly charge | 52 | weeks |  | 0
Material distribution
Forklift and driver | 26 | weeks |  | 0
Site plant
Small Dumper | 26 | weeks |  | 0
Mixer | 26 | weeks |  | 0
Road Sweeper including driver and fuel | 26 | weeks |  | 0
Excavator / mini digger including driver and fuel | 26 | weeks |  | 0
Small tools and equiptment | 26 | weeks |  | 0
Health and Safety
1st aid kit | 1 | item |  | 0
Health and safety site visits | 1 | item |  | 0
Falling from heights | 1 | item |  | 0
Scaffolding
External scaffolding including mat | 1 | item |  | 0
Adaption of Scaffolding | 1 | item |  | 0
Internal Scaffolding | 1 | item |  | 0
Fees and charges
Specialist site survey and level survey | 1 | item |  | 0
As built drawings and manuals | 1 | item |  | 0
CDM regulations and health and safety plan | 1 | item |  | 0
Considerate constructors scheme | 1 | item |  | 0
SAP calculations and energy performance certificates | 1 | item |  | 0
Robust details | 1 | item |  | 0
Building Control Fees | 1 | item |  | 0
Planning Condition Discharge Fees | 15 | no |  | 0 | tenderer to assume there are 15 conditions requiring discharge
Adoption Agreements for Section 278, 104 and 38 Agreements | 1 | item |  | 0 | tenderer to assume road and sewers on virtual plan to be adopted
NHBC (or equivalent) 12 year structural warranty cover | 1 | item |  | 0 | tenderer not to include for insolvency cover
Testing and reports
Methane and radon testing and reports | 1 | item |  | 0
Concrete testing and reports | 1 | item |  | 0
Dilapidation Surveys | 1 | Item |  | 0
Sound testing | 1 | item |  | 0
Air pressure tests | 1 | item |  | 0
Handover costs
Snagging costs / inspections | 1 | item |  | 0
Contract cleaners | 1 | item |  | 0
Clean to external areas | 1 | item |  | 0
Skips | 2 | no |  | 0
Lorry and tipping charges | 1 | item |  | 0
Resident handover packs | 20 | no |  | 0
Insurances and Guarantees
Project specific Insurances | 1 | Item |  | 0
6.5.1 Insurance | 1 | Item |  | 0
Performance bond / parent company guarantee / insolvency cover |  |  |  | NIL | Contractor to indicate on Supplier Questionnaire
Maintenance period
Defects / Maintenance to dwellings | 20 | no |  | 0
External areas - paths, paving and adopted areas | 1 | item |  | 0
Landscaped areas | 1 | item |  | 0
Total of preliminaries |  |  |  | 0
Total of preliminaries expressed as a weekly cost |  |  |  | 0
Overheads and Profit
Corporate overheads (expressed as a %) |  |  |  | 0%
Profit (expressed as a %) |  |  |  | 0%
Overheads and Profit Total |  |  |  | 0%
Construction Costs
2 bed 3 person Bungalow (constructed as detached unit) | Quantity | Unit | Rate | Total | No of units | Total
Substructures
Traditional strip foundation and lowest floor construction | 61.2 | m2 |  | 0 | 4 | 0
Superstructures
Superstructures | 61.2 | m2 |  | 0 | 4 | 0
Total cost for 2B3P bungalows (NDSS) | [5 empty] | 0
2 bed 4 person House (constructed as semi detached pair) | Quantity | Unit | Rate | Total | No of units | Total
Substructures
Traditional strip foundation and lowest floor construction (expressed as GIFA) | 70.1 | m2 |  | 0 | 4 | 0
Superstructures
Superstructures | 70.1 | m2 |  | 0 | 4 | 0
Total cost for 2B4P Houses (Non NDSS) | [5 empty] | 0
2 bed 4 person House (constructed as semi detached pair) | Quantity | Unit | Rate | Total | No of units | Total
Substructures
Traditional strip foundation and lowest floor construction (expressed as GIFA) | 80.1 | m2 |  | 0 | 2 | 0
Superstructures
Superstructures | 80.1 | m2 |  | 0 | 2 | 0
Total cost for 2B4P Houses (NDSS) | [5 empty] | 0
3 bed 5 person House (constructed as semi detached pair) | Quantity | Unit | Rate | Total | No of units | Total
Substructures
Traditional strip foundation and lowest floor construction (expressed as GIFA) | 84.7 | m2 |  | 0 | 4 | 0
Superstructures
Superstructures | 84.7 | m2 |  | 0 | 4 | 0
Total cost for 3B5P Houses (Non NDSS) | [5 empty] | 0
3 bed 5 person House (constructed as semi detached pair) | Quantity | Unit | Rate | Total | No of units | Total
Substructures
Traditional strip foundation and lowest floor construction (expressed as GIFA) | 93.7 | m2 |  | 0 | 2 | 0
Superstructures
Superstructures | 93.7 | m2 |  | 0 | 2 | 0
Total cost for 3B5P Houses (NDSS) | [5 empty] | 0
4 bed 6 person House (constructed as semi detached pair) | Quantity | Unit | Rate | Total | No of units | Total
Substructures
Traditional strip foundation and lowest floor construction (expressed as GIFA) | 97.9 | m2 |  | 0 | 2 | 0
Superstructures
Superstructures | 97.9 | m2 |  | 0 | 2 | 0
Total cost for 4B6P Houses (Non NDSS) | [5 empty] | 0
4 bed 6 person House (constructed as semi detached pair) | Quantity | Unit | Rate | Total | No of units | Total
Substructures
Traditional strip foundation and lowest floor construction (expressed as GIFA) | 108.5 | m2 |  | 0 | 2 | 0
Superstructures
Superstructures | 108.5 | m2 |  | 0 | 2 | 0
Total cost for 4B6P Houses (NDSS) | [5 empty] | 0
EXTERNAL WORKS | Quantity | Unit | Rate | Total
Site Preparation Works
Site Clearance (assume 300mm deep inert to landfil) | 4922 | m² |  | 0
Preparatory Groundworks | 4922 | m² |  | 0
Roads, Paths, Pavings and Surfacings
Adopted Road (black tarmac) including all kerbs and dropped kerbs | 575 | m² |  | 0
Adopted footpath 2m wide (black tarmac) including all edgings | 0 | m² |  | 0
Adopted footpath 400mm wide (black tarmac) including all edgings | 84 | m² |  | 0
Non Adopted Parking Space (black tarmac) | 441 | m² |  | 0
PCC concrete paving 600x600mm (PC sum £30/m2 supply) incl edgings | 541 | m² |  | 0
Soft Landscaping, Planting and Irrigation Systems
Turf and topsoil (300mm deep) | 1795 | m² |  | 0
External Planting | 449 | m² |  | 0
Plot timber gates | 20 | no |  | 0
1800mm high close boarded timber fencing, concrete gravel boards and post | 307 | lm |  | 0
2100mm high close boarded timber fencing, concrete gravel boards and post | 276 | lm |  | 0
External Drainage
Site wide Surface Water and Foul Water Drainage | 1 | item | 70000 | 70000 | PROV SUM
Plot drainage | 20 | item |  | 0
Land Drainage | 1 | item | 5000 | 5000 | PROV SUM
External Services
Water Mains Supply | 1 | item | 20000 | 20000 | PROV SUM
Electricity Mains Supply | 1 | item | 15000 | 15000 | PROV SUM
Gas Mains Supply | 1 | item | 20000 | 20000 | PROV SUM
Telecommunications and other Communication System Connections | 1 | item | 7000 | 7000 | PROV SUM
External Street Lighting Systems | 1 | item | 10000 | 10000 | PROV SUM
Builder's Work In Connection with External Services | 1 | item | 5000 | 5000 | PROV SUM
Total cost for External Works | [5 empty] | 152000
SUMMARY | [5 empty] | TOTAL COST
Preliminaries | [5 empty] | 0
Substructure | [5 empty] | 0
Superstructure | [5 empty] | 0
External Works | [5 empty] | 152000
Post Contract Design Fees at say 3% | [5 empty] | 4560
OH&P | [5 empty] | 0
TOTAL GREENFIELD SITE COST FOR 20 AFFORDABLE RENT UNITS IN TRADITIONAL CONSTRUCTION | [5 empty] | 156560
INNOVATION CHAIN NORTH
Framework of New build Construction Contractors 2020
PRICING SCHEDULE
TENDERER'S NAME | [insert]
LOW VALUE LOT L3
TIMBER FRAME CONSTRUCTION
LOCATION | Lancashire and Cumbria
Virtual Project Scenario
Nature of project | New Build Affordable Rent Units |  |  | 20 no
Size (m2) and Mix (no) of units | 61.2 | 2B3P Bungalow |  | 4 | 244.8 | Type F
| 70.1 | 2B4P House |  | 4 | 280.4 | Type A
| 80.1 | 2B4P House |  | 2 | 160.2 | Type B
| 84.7 | 3B5P House |  | 4 | 338.8 | Type G
| 93.7 | 3B5P House |  | 2 | 187.4 | Type E
| 97.9 | 4B6P House |  | 2 | 195.8 | Type C
| 108.5 | 4B6P House |  | 2 | 217 | Type D
GIFA (m2) | 1624.4
Site Access | Good access direct from main road network
Vandalism risk | High risk - CCTV required with security guard nights and weekends
Length of Contract | 40 | working weeks
Base Date / Commencement Date | 31st January 2020
Form of Contract | JCT design and build 2016 with ICN Amendments
Pricing schedule notes and guidance
1. All rates submitted should be as outlined in the RICS NRM2 Preliminaries (Main Contract)
2. Accommodation and welfare provisions shall be in strict accordance with the CDM Regulations 2015
3. All rates submitted will be applied and used as a basis for the future negotiation of Fixed Price Contracts for all projects within the aforementioned LOT for the full duration of the Framework Agreement. Annual inflationary increases will be applied from the commencement date of the framework and shall be in accordance with BCIS Tender Price Indices or as evidenced to the satisfaction of the instructing client.
4. All items listed below may not be specifically required on every individual project within this LOT. For the purposes of the evaluation each individual item shall be priced or, if included within another item, annotated accordingly identifying which item it is included within. ICN reserves the right to reject any priced schedules submitted with a tender which includes only summary costs or totals which are not fully completed.
5. Should the tenderer deem that a member of the Site Staff and Supervision team will not be required full time on projects within this LOT then the weekly rate shall be adjusted accordingly not the number of weeks. Consideration should be given that the rates inserted will be fixed for future AMP agreements (only subject to inflationary increases as noted above)
6. None of the measured quantities or descriptions are to be altered, all tendering bids are to be based upon a fixed price schedule for consistency.
7. Preliminaries are to be based on the contract period stated above based on traditional masonry construction. Each item is to be priced based on the relevant contract period. The period stated are for time on site and exclude lead in periods for discharge of pre-start planning conditions. Any other pre-start time costs should be included in the preliminaries. Any items not priced will be deemed not to be required on projects of a similar nature within the afoementioned LOT value range for the duration of the Framework Agreement.
8. Tenderers should allow the percentage for profit and corporate overhead [contractors margin] and these are to include: Contractors profit on net costs. Contracting companies corporate operating overheads on net costs which include cost of premises, employment of non site based staff [with the exception of visiting contract surveyors and construction manager] including estimators, customer care teams, business development managers, buyers, planners, resource, scheduling and programmers, directors and heads of departments, accounts, legal, financing, property costs, administration, IT, human resources, telecoms, transport and vehicles, corporate charges. All contractors contributions to Group overheads [where applicable]
9. The tenderer is to assume Fabric First construction to meet current Building Regulations with no renewables
10. The tenderer should note that non completion of one schedule will not be a compliant tender - both timber frame and traditional need to be completed
11. The tenderer shall complete the pricing schedule based upon the Affordable Rent specification and Standard House Type layouts (as included within the tender documentation) excluding all abnormal costs.
12. The tenderer shall allow for any cranage and associated works within the timber frame superstructures rate not the preliminaries schedule.
Preliminaries | Quantity | Unit | Rate | Total | Notes
Project specific management and Staff
Project Manager | 40 | weeks |  | 0
Contracts Manager | 40 | weeks |  | 0
Site Engineer | 40 | weeks |  | 0
Site Manager | 40 | weeks |  | 0
Finishing Foreman / Assistant Site Manager | 40 | weeks |  | 0
Labourer (including at handover) | 40 | weeks |  | 0
Quantity Surveying /Commercial Management | 40 | weeks |  | 0
Planner | 40 | weeks |  | 0
Health & Safety Officer | 40 | weeks |  | 0
Site establishment
Delivery of temp accomodation to site and removal on completion | 1 | Item |  | 0
Site office (inc furniture) | 40 | weeks |  | 0
Meeting room (inc furniture) | 40 | weeks |  | 0
Canteens and Kitchens | 40 | weeks |  | 0
Drying room | 40 | weeks |  | 0
Toilets and washrooms | 40 | weeks |  | 0
Secure stores | 40 | weeks |  | 0
Telephones and Photocopiers (connection and charges) | 40 | weeks |  | 0
IT systems with email and internet capability | 40 | weeks |  | 0
Consumables and services associated with site accommodation | 40 | weeks |  | 0
Fire points and fire fighting equipment | 1 | Item |  | 0
Main Contractor's Signboard | 1 | Item |  | 0
Client/Homes England signboard; production, installation and removal (as ER's) | 1 | Item |  | 0
Cleaning
Site cleaning | 40 | weeks |  | 0
Site set up
Tarmac and hardcored compound area | 1 | item |  | 0
Temporary roads including demarcation for safe pedestrian and vehicular routes | 1 | item |  | 0
Temproary fencing to compound area | 1 | item |  | 0
Temporary security fencing to site perimeter | 1 | item |  | 0
Removal of compound on completion; reinstatement | 1 | item |  | 0
Temp Services incl all connections, disconnections and usage
Water supply | 40 | weeks |  | 0
Gas Supply | 40 | weeks |  | 0
Electric supply, Lighting and power | 40 | weeks |  | 0
Drainage | 40 | weeks |  | 0
Security
Night watchman | 40 | weeks |  | 0
Pedestrian gates | 1 | item |  | 0
Vehicular gates | 1 | item |  | 0
CCTV cameras set up costs | 1 | item |  | 0
CCTV weekly charge | 40 | weeks |  | 0
Material distribution
Forklift and driver | 20 | weeks |  | 0
Site plant
Small Dumper | 20 | weeks |  | 0
Mixer | 20 | weeks |  | 0
Road Sweeper including driver and fuel | 20 | weeks |  | 0
Excavator / mini digger including driver and fuel | 20 | weeks |  | 0
Small tools and equiptment | 20 | weeks |  | 0
Health and Safety
1st aid kit | 1 | item |  | 0
Health and safety site visits | 1 | item |  | 0
Falling from heights | 1 | item |  | 0
Scaffolding
External scaffolding including mat | 1 | item |  | 0
Adaption of Scaffolding | 1 | item |  | 0
Internal Scaffolding | 1 | item |  | 0
Fees and charges
Specialist site survey and level survey | 1 | item |  | 0
As built drawings and manuals | 1 | item |  | 0
CDM regulations and health and safety plan | 1 | item |  | 0
Considerate constructors scheme | 1 | item |  | 0
SAP calculations and energy performance certificates | 1 | item |  | 0
Robust details | 1 | item |  | 0
Building Control Fees | 1 | item |  | 0
Planning Condition Discharge Fees | 1 | item |  | 0 | tenderer to assume there are 15 conditions requiring discharge
Adoption Agreements for Section 278, 104 and 38 Agreements | 1 | item |  | 0 | tenderer to assume road and sewers on virtual plan to be adopted
NHBC (or equivalent) 12 year structural warranty cover | 1 | item |  | 0 | tenderer not to include for insolvency cover
Testing and reports
Methane and radon testing and reports | 1 | item |  | 0
Concrete testing and reports | 1 | item |  | 0
Dilapidation Surveys | 1 | Item |  | 0
Sound testing | 1 | item |  | 0
Air pressure tests | 1 | item |  | 0
Handover costs
Snagging costs | 1 | item |  | 0
Contract cleaners | 1 | item |  | 0
Clean to external areas | 1 | item |  | 0
Skips | 2 | no |  | 0
Lorry and tipping charges | 1 | item |  | 0
Resident handover packs | 20 | no |  | 0
Insurances and Guarantees
Project specific Insurance | 1 | Item |  | 0
6.5.1 Insurance | 1 | Item |  | 0
Performance bond / parent company guarantee / insolvency cover |  |  |  | NIL | Contractor to indicate on Supplier Questionnaire
Maintenance period
Defects/Maintenance to dwelling | 20 | no |  | 0
External areas - paths, paving and adopted areas | 1 | item |  | 0
Landscaped areas | 1 | item |  | 0
Total of preliminaries |  |  |  | 0
Total of preliminaries expressed as a weekly cost |  |  |  | 0
Overheads and Profit
Corporate overheads (expressed as a %) |  |  |  | 0%
Profit (expressed as a %) |  |  |  | 0%
Overheads and Profit Total |  |  |  | 0%
Construction Costs
2 bed 3 person Bungalow (constructed as detached unit) | Quantity | Unit | Rate | Total | No of units | Total
Substructures
Traditional strip foundation and lowest floor construction | 61.2 | m2 |  | 0 | 4 | 0
Superstructures
Superstructures | 61.2 | m2 |  | 0 | 4 | 0
Total cost for 2B3P bungalows (NDSS) | [5 empty] | 0
2 bed 4 person House (constructed as semi detached pair) | Quantity | Unit | Rate | Total | No of units | Total
Substructures
Traditional strip foundation and lowest floor construction (expressed as GIFA) | 70.1 | m2 |  | 0 | 4 | 0
Superstructures
Superstructures | 70.1 | m2 |  | 0 | 4 | 0
Total cost for 2B4P Houses (Non NDSS) | [5 empty] | 0
2 bed 4 person House (constructed as semi detached pair) | Quantity | Unit | Rate | Total | No of units | Total
Substructures
Traditional strip foundation and lowest floor construction (expressed as GIFA) | 80.1 | m2 |  | 0 | 2 | 0
Superstructures
Superstructures | 80.1 | m2 |  | 0 | 2 | 0
Total cost for 2B4P Houses (NDSS) | [5 empty] | 0
3 bed 5 person House (constructed as semi detached pair) | Quantity | Unit | Rate | Total | No of units | Total
Substructures
Traditional strip foundation and lowest floor construction (expressed as GIFA) | 84.7 | m2 |  | 0 | 4 | 0
Superstructures
Superstructures | 84.7 | m2 |  | 0 | 4 | 0
Total cost for 3B5P Houses (Non NDSS) | [5 empty] | 0
3 bed 5 person House (constructed as semi detached pair) | Quantity | Unit | Rate | Total | No of units | Total
Substructures
Traditional strip foundation and lowest floor construction (expressed as GIFA) | 93.7 | m2 |  | 0 | 2 | 0
Superstructures
Superstructures | 93.7 | m2 |  | 0 | 2 | 0
Total cost for 3B5P Houses (NDSS) | [5 empty] | 0
4 bed 6 person House (constructed as semi detached pair) | Quantity | Unit | Rate | Total | No of units | Total
Substructures
Traditional strip foundation and lowest floor construction (expressed as GIFA) | 97.9 | m2 |  | 0 | 2 | 0
Superstructures
Superstructures | 97.9 | m2 |  | 0 | 2 | 0
Total cost for 4B6P Houses (Non NDSS) | [5 empty] | 0
4 bed 6 person House (constructed as semi detached pair) | Quantity | Unit | Rate | Total | No of units | Total
Substructures
Traditional strip foundation and lowest floor construction (expressed as GIFA) | 108.5 | m2 |  | 0 | 2 | 0
Superstructures
Superstructures | 108.5 | m2 |  | 0 | 2 | 0
Total cost for 4B6P Houses (NDSS) | [5 empty] | 0
EXTERNAL WORKS | Quantity | Unit | Rate | Total
Site Preparation Works
Site Clearance (assume 300mm deep inert to landfil) | 4922 | m² |  | 0
Preparatory Groundworks | 4922 | m² |  | 0
Roads, Paths, Pavings and Surfacings
Adopted Road (black tarmac) including all kerbs and dropped kerbs | 575 | m² |  | 0
Adopted footpath 2m wide (black tarmac) including all edgings | 0 | m² |  | 0
Adopted footpath 400mm wide (black tarmac) including all edgings | 84 | m² |  | 0
Non Adopted Parking Space (black tarmac) | 441 | m² |  | 0
PCC concrete paving 600x600mm (PC sum £30/m2 supply) incl edgings | 541 | m² |  | 0
Soft Landscaping, Planting and Irrigation Systems
Turf and topsoil (300mm deep) | 1795 | m² |  | 0
External Planting | 449 | m² |  | 0
Plot timber gates | 20 | no |  | 0
1800mm high close boarded timber fencing, concrete gravel boards and post | 307 | lm |  | 0
2100mm high close boarded timber fencing, concrete gravel boards and post | 276 | lm |  | 0
External Drainage
Site wide Surface Water and Foul Water Drainage | 1 | item | 70000 | 70000 | PROV SUM
Plot drainage | 20 | no |  | 0
Land Drainage | 1 | item | 5000 | 5000 | PROV SUM
External Services
Water Mains Supply | 1 | item | 20000 | 20000 | PROV SUM
Electricity Mains Supply | 1 | item | 15000 | 15000 | PROV SUM
Gas Mains Supply | 1 | item | 20000 | 20000 | PROV SUM
Telecommunications and other Communication System Connections | 1 | item | 7000 | 7000 | PROV SUM
External Street Lighting Systems | 1 | item | 10000 | 10000 | PROV SUM
Builder's Work In Connection with External Services | 1 | item | 5000 | 5000 | PROV SUM
Total cost for External Works | [5 empty] | 152000
SUMMARY | [5 empty] | TOTAL COST
Preliminaries | [5 empty] | 0
Substructure | [5 empty] | 0
Superstructure | [5 empty] | 0
External Works | [5 empty] | 152000
Post Contract Design Fees at say 3% | [5 empty] | 4560
OHP | [5 empty] | 0
TOTAL GREENFIELD SITE COST FOR 20 AFFORDABLE RENT UNITS IN TIMBER FRAME CONSTRUCTION | [5 empty] | 156560
FINAL SUMMARY
TOTAL GREENFIELD SITE COST FOR 20 AFFORDABLE RENT UNITS IN TRADITIONAL CONSTRUCTION | [5 empty] | 156560
TOTAL GREENFIELD SITE COST FOR 20 AFFORDABLE RENT UNITS IN TIMBER FRAME CONSTRUCTION | [5 empty] | 156560
TOTAL COMBINED SITE COST FOR 20 AFFORDABLE RENT UNITS IN TIMBER FRAME CONSTRUCTION AND 20 UNITS IN TRADITIONAL CONSTRUCTION | [5 empty] | 313120

## Low val Lot 4
INNOVATION CHAIN NORTH
Framework of New build Construction Contractors 2020
PRICING SCHEDULE
TENDERER'S NAME | [insert]
LOW VALUE LOT L4
TRADITIONAL CONSTRUCTION
LOCATION | Northumberland, Tyne & Wear, Durham
Virtual Project Scenario
Nature of project | New Build Affordable Rent Units |  |  | 20 no
Size (m2) and Mix (no) of units | 61.2 | 2B3P Bungalow |  | 4 | 244.8 | Type F | NDSS
| 70.1 | 2B4P House |  | 4 | 280.4 | Type A | Non-NDSS
| 80.1 | 2B4P House |  | 2 | 160.2 | Type B | NDSS
| 84.7 | 3B5P House |  | 4 | 338.8 | Type G | Non-NDSS
| 93.7 | 3B5P House |  | 2 | 187.4 | Type E | NDSS
| 97.9 | 4B6P House |  | 2 | 195.8 | Type C | Non-NDSS
| 108.5 | 4B6P House |  | 2 | 217 | Type D | NDSS
GIFA (m2) | 1624.4
Site Access | Good access direct from main adopted road network
Vandalism risk | High risk - CCTV required with security guard nights and weekends
Length of Contract | 52 | working weeks
Base Date / Commencement Date | 31st January 2020
Form of Contract | JCT Design and Build 2016 with ICN Amendments
Pricing schedule notes and guidance
1. All rates submitted should be as outlined in the RICS NRM2 Preliminaries (Main Contract)
2. Accommodation and welfare provisions shall be in strict accordance with the CDM Regulations 2015
3. All rates submitted will be applied and used as a basis for the future negotiation of Fixed Price Contracts for all projects within the aforementioned LOT for the full duration of the Framework Agreement. Annual inflationary increases will be applied from the commencement date of the framework and shall be in accordance with BCIS Tender Price Indices or as evidenced to the satisfaction of the instructing client.
4. All items listed below may not be specifically required on every individual project within this LOT. For the purposes of the evaluation each individual item shall be priced or, if included within another item, annotated accordingly identifying which item it is included within. ICN reserves the right to reject any priced schedules submitted with a tender which includes only summary costs or totals which are not fully completed.
5. Should the tenderer deem that a member of the Site Staff and Supervision team will not be required full time on projects within this LOT then the weekly rate shall be adjusted accordingly not the number of weeks. Consideration should be given that the rates inserted will be fixed for future AMP agreements (only subject to inflationary increases as noted above)
6. None of the measured quantities or descriptions are to be altered, all tendering bids are to be based upon a fixed price schedule for consistency.
7. Preliminaries are to be based on the contract period stated above based on traditional masonry construction. Each item is to be priced based on the relevant contract period. The period stated are for time on site and exclude lead in periods for discharge of pre-start planning conditions. Any other pre-start time costs should be included in the preliminaries. Any items not priced will be deemed not to be required on projects of a similar nature within the afoementioned LOT value range for the duration of the Framework Agreement.
8. Tenderers should allow the percentage for profit and corporate overhead [contractors margin] and these are to include: Contractors profit on net costs. Contracting companies corporate operating overheads on net costs which include cost of premises, employment of non site based staff [with the exception of visiting contract surveyors and construction manager] including estimators, customer care teams, business development managers, buyers, planners, resource, scheduling and programmers, directors and heads of departments, accounts, legal, financing, property costs, administration, IT, human resources, telecoms, transport and vehicles, corporate charges. All contractors contributions to Group overheads [where applicable]
9. The tenderer is to assume Fabric First construction to meet current Building Regulations with no renewables
10. The tenderer should note that non completion of one schedule will not be a compliant tender - both timber frame and traditional need to be completed
11. The tenderer shall complete the pricing schedule based upon the Affordable Rent specification and Standard House Type layouts (as included within the tender documentation) excluding all abnormal costs.
Preliminaries | Quantity | Unit | Rate | Total | Notes
Project specific management and Staff
Project Manager | 52 | weeks |  | 0
Contracts Manager | 52 | weeks |  | 0
Site Engineer | 52 | weeks |  | 0
Site Manager | 52 | weeks |  | 0
Finishing Foreman / Assistant Site Manager | 52 | weeks |  | 0
Labourer (including at handover) | 52 | weeks |  | 0
Quantity Surveying / Commercial Management | 52 | weeks |  | 0
Planner | 52 | weeks |  | 0
Health & Safety Officer | 52 | weeks |  | 0
Site establishment
Delivery of temp accomodation to site and removal on completion | 1 | Item |  | 0
Site office (inc furniture) | 52 | weeks |  | 0
Meeting room (inc furniture) | 52 | weeks |  | 0
Canteens and Kitchens | 52 | weeks |  | 0
Drying room | 52 | weeks |  | 0
Toilets and washrooms | 52 | weeks |  | 0
Secure stores | 52 | weeks |  | 0
Telephones and Photocopiers (connection and charges) | 52 | weeks |  | 0
IT systems with email and internet capability | 52 | weeks |  | 0
Consumables and services associated with site accommodation | 52 | weeks |  | 0
Fire points and fire fighting equipment | 1 | Item |  | 0
Main Contractor's Signboard | 1 | Item |  | 0
Client/Homes England signboard; production, installation and removal (as ER's) | 1 | Item |  | 0
Cleaning
Site cleaning | 52 | weeks |  | 0
Site set up
Tarmac and hardcore compound area | 1 | item |  | 0
Temporary roads incl demarcation for safe pedestrian and vehicular routes | 1 | item |  | 0
Temproary fencing to compound area | 1 | item |  | 0
Temporary security fencing to site perimeter | 1 | item |  | 0
Removal of compound on completion; reinstatement | 1 | item |  | 0
Temp Services incl all connections, disconnections and usage
Water supply | 52 | weeks |  | 0
Gas Supply | 52 | weeks |  | 0
Electric supply, Lighting and power | 52 | weeks |  | 0
Drainage | 52 | weeks |  | 0
Security
Night watchman | 52 | weeks |  | 0
Pedestrian gates | 1 | item |  | 0
Vehicular gates | 1 | item |  | 0
CCTV cameras set up costs | 1 | item |  | 0
CCTV weekly charge | 52 | weeks |  | 0
Material distribution
Forklift and driver | 26 | weeks |  | 0
Site plant
Small Dumper | 26 | weeks |  | 0
Mixer | 26 | weeks |  | 0
Road Sweeper including driver and fuel | 26 | weeks |  | 0
Excavator / mini digger including driver and fuel | 26 | weeks |  | 0
Small tools and equiptment | 26 | weeks |  | 0
Health and Safety
1st aid kit | 1 | item |  | 0
Health and safety site visits | 1 | item |  | 0
Falling from heights | 1 | item |  | 0
Scaffolding
External scaffolding including mat | 1 | item |  | 0
Adaption of Scaffolding | 1 | item |  | 0
Internal Scaffolding | 1 | item |  | 0
Fees and charges
Specialist site survey and level survey | 1 | item |  | 0
As built drawings and manuals | 1 | item |  | 0
CDM regulations and health and safety plan | 1 | item |  | 0
Considerate constructors scheme | 1 | item |  | 0
SAP calculations and energy performance certificates | 1 | item |  | 0
Robust details | 1 | item |  | 0
Building Control Fees | 1 | item |  | 0
Planning Condition Discharge Fees | 15 | no |  | 0 | tenderer to assume there are 15 conditions requiring discharge
Adoption Agreements for Section 278, 104 and 38 Agreements | 1 | item |  | 0 | tenderer to assume road and sewers on virtual plan to be adopted
NHBC (or equivalent) 12 year structural warranty cover | 1 | item |  | 0 | tenderer not to include for insolvency cover
Testing and reports
Methane and radon testing and reports | 1 | item |  | 0
Concrete testing and reports | 1 | item |  | 0
Dilapidation Surveys | 1 | Item |  | 0
Sound testing | 1 | item |  | 0
Air pressure tests | 1 | item |  | 0
Handover costs
Snagging costs / inspections | 1 | item |  | 0
Contract cleaners | 1 | item |  | 0
Clean to external areas | 1 | item |  | 0
Skips | 2 | no |  | 0
Lorry and tipping charges | 1 | item |  | 0
Resident handover packs | 20 | no |  | 0
Insurances and Guarantees
Project specific Insurances | 1 | Item |  | 0
6.5.1 Insurance | 1 | Item |  | 0
Performance bond / parent company guarantee / insolvency cover |  |  |  | NIL | Contractor to indicate on Supplier Questionnaire
Maintenance period
Defects / Maintenance to dwellings | 20 | no |  | 0
External areas - paths, paving and adopted areas | 1 | item |  | 0
Landscaped areas | 1 | item |  | 0
Total of preliminaries |  |  |  | 0
Total of preliminaries expressed as a weekly cost |  |  |  | 0
Overheads and Profit
Corporate overheads (expressed as a %) |  |  |  | 0%
Profit (expressed as a %) |  |  |  | 0%
Overheads and Profit Total |  |  |  | 0%
Construction Costs
2 bed 3 person Bungalow (constructed as detached unit) | Quantity | Unit | Rate | Total | No of units | Total
Substructures
Traditional strip foundation and lowest floor construction | 61.2 | m2 |  | 0 | 4 | 0
Superstructures
Superstructures | 61.2 | m2 |  | 0 | 4 | 0
Total cost for 2B3P bungalows (NDSS) | [5 empty] | 0
2 bed 4 person House (constructed as semi detached pair) | Quantity | Unit | Rate | Total | No of units | Total
Substructures
Traditional strip foundation and lowest floor construction (expressed as GIFA) | 70.1 | m2 |  | 0 | 4 | 0
Superstructures
Superstructures | 70.1 | m2 |  | 0 | 4 | 0
Total cost for 2B4P Houses (Non NDSS) | [5 empty] | 0
2 bed 4 person House (constructed as semi detached pair) | Quantity | Unit | Rate | Total | No of units | Total
Substructures
Traditional strip foundation and lowest floor construction (expressed as GIFA) | 80.1 | m2 |  | 0 | 2 | 0
Superstructures
Superstructures | 80.1 | m2 |  | 0 | 2 | 0
Total cost for 2B4P Houses (NDSS) | [5 empty] | 0
3 bed 5 person House (constructed as semi detached pair) | Quantity | Unit | Rate | Total | No of units | Total
Substructures
Traditional strip foundation and lowest floor construction (expressed as GIFA) | 84.7 | m2 |  | 0 | 4 | 0
Superstructures
Superstructures | 84.7 | m2 |  | 0 | 4 | 0
Total cost for 3B5P Houses (Non NDSS) | [5 empty] | 0
3 bed 5 person House (constructed as semi detached pair) | Quantity | Unit | Rate | Total | No of units | Total
Substructures
Traditional strip foundation and lowest floor construction (expressed as GIFA) | 93.7 | m2 |  | 0 | 2 | 0
Superstructures
Superstructures | 93.7 | m2 |  | 0 | 2 | 0
Total cost for 3B5P Houses (NDSS) | [5 empty] | 0
4 bed 6 person House (constructed as semi detached pair) | Quantity | Unit | Rate | Total | No of units | Total
Substructures
Traditional strip foundation and lowest floor construction (expressed as GIFA) | 97.9 | m2 |  | 0 | 2 | 0
Superstructures
Superstructures | 97.9 | m2 |  | 0 | 2 | 0
Total cost for 4B6P Houses (Non NDSS) | [5 empty] | 0
4 bed 6 person House (constructed as semi detached pair) | Quantity | Unit | Rate | Total | No of units | Total
Substructures
Traditional strip foundation and lowest floor construction (expressed as GIFA) | 108.5 | m2 |  | 0 | 2 | 0
Superstructures
Superstructures | 108.5 | m2 |  | 0 | 2 | 0
Total cost for 4B6P Houses (NDSS) | [5 empty] | 0
EXTERNAL WORKS | Quantity | Unit | Rate | Total
Site Preparation Works
Site Clearance (assume 300mm deep inert to landfil) | 4922 | m² |  | 0
Preparatory Groundworks | 4922 | m² |  | 0
Roads, Paths, Pavings and Surfacings
Adopted Road (black tarmac) including all kerbs and dropped kerbs | 575 | m² |  | 0
Adopted footpath 2m wide (black tarmac) including all edgings | 0 | m² |  | 0
Adopted footpath 400mm wide (black tarmac) including all edgings | 84 | m² |  | 0
Non Adopted Parking Space (black tarmac) | 441 | m² |  | 0
PCC concrete paving 600x600mm (PC sum £30/m2 supply) incl edgings | 541 | m² |  | 0
Soft Landscaping, Planting and Irrigation Systems
Turf and topsoil (300mm deep) | 1795 | m² |  | 0
External Planting | 449 | m² |  | 0
Plot timber gates | 20 | no |  | 0
1800mm high close boarded timber fencing, concrete gravel boards and post | 307 | lm |  | 0
2100mm high close boarded timber fencing, concrete gravel boards and post | 276 | lm |  | 0
External Drainage
Site wide Surface Water and Foul Water Drainage | 1 | item | 70000 | 70000 | PROV SUM
Plot drainage | 20 | item |  | 0
Land Drainage | 1 | item | 5000 | 5000 | PROV SUM
External Services
Water Mains Supply | 1 | item | 20000 | 20000 | PROV SUM
Electricity Mains Supply | 1 | item | 15000 | 15000 | PROV SUM
Gas Mains Supply | 1 | item | 20000 | 20000 | PROV SUM
Telecommunications and other Communication System Connections | 1 | item | 7000 | 7000 | PROV SUM
External Street Lighting Systems | 1 | item | 10000 | 10000 | PROV SUM
Builder's Work In Connection with External Services | 1 | item | 5000 | 5000 | PROV SUM
Total cost for External Works | [5 empty] | 152000
SUMMARY | [5 empty] | TOTAL COST
Preliminaries | [5 empty] | 0
Substructure | [5 empty] | 0
Superstructure | [5 empty] | 0
External Works | [5 empty] | 152000
Post Contract Design Fees at say 3% | [5 empty] | 4560
OH&P | [5 empty] | 0
TOTAL GREENFIELD SITE COST FOR 20 AFFORDABLE RENT UNITS IN TRADITIONAL CONSTRUCTION | [5 empty] | 156560
INNOVATION CHAIN NORTH
Framework of New build Construction Contractors 2020
PRICING SCHEDULE
TENDERER'S NAME | [insert]
LOW VALUE LOT L4
TIMBER FRAME CONSTRUCTION
LOCATION | Northumberland, Tyne & Wear, Durham
Virtual Project Scenario
Nature of project | New Build Affordable Rent Units |  |  | 20 no
Size (m2) and Mix (no) of units | 61.2 | 2B3P Bungalow |  | 4 | 244.8 | Type F
| 70.1 | 2B4P House |  | 4 | 280.4 | Type A
| 80.1 | 2B4P House |  | 2 | 160.2 | Type B
| 84.7 | 3B5P House |  | 4 | 338.8 | Type G
| 93.7 | 3B5P House |  | 2 | 187.4 | Type E
| 97.9 | 4B6P House |  | 2 | 195.8 | Type C
| 108.5 | 4B6P House |  | 2 | 217 | Type D
GIFA (m2) | 1624.4
Site Access | Good access direct from main road network
Vandalism risk | High risk - CCTV required with security guard nights and weekends
Length of Contract | 40 | working weeks
Base Date / Commencement Date | 31st January 2020
Form of Contract | JCT design and build 2016 with ICN Amendments
Pricing schedule notes and guidance
1. All rates submitted should be as outlined in the RICS NRM2 Preliminaries (Main Contract)
2. Accommodation and welfare provisions shall be in strict accordance with the CDM Regulations 2015
3. All rates submitted will be applied and used as a basis for the future negotiation of Fixed Price Contracts for all projects within the aforementioned LOT for the full duration of the Framework Agreement. Annual inflationary increases will be applied from the commencement date of the framework and shall be in accordance with BCIS Tender Price Indices or as evidenced to the satisfaction of the instructing client.
4. All items listed below may not be specifically required on every individual project within this LOT. For the purposes of the evaluation each individual item shall be priced or, if included within another item, annotated accordingly identifying which item it is included within. ICN reserves the right to reject any priced schedules submitted with a tender which includes only summary costs or totals which are not fully completed.
5. Should the tenderer deem that a member of the Site Staff and Supervision team will not be required full time on projects within this LOT then the weekly rate shall be adjusted accordingly not the number of weeks. Consideration should be given that the rates inserted will be fixed for future AMP agreements (only subject to inflationary increases as noted above)
6. None of the measured quantities or descriptions are to be altered, all tendering bids are to be based upon a fixed price schedule for consistency.
7. Preliminaries are to be based on the contract period stated above based on traditional masonry construction. Each item is to be priced based on the relevant contract period. The period stated are for time on site and exclude lead in periods for discharge of pre-start planning conditions. Any other pre-start time costs should be included in the preliminaries. Any items not priced will be deemed not to be required on projects of a similar nature within the afoementioned LOT value range for the duration of the Framework Agreement.
8. Tenderers should allow the percentage for profit and corporate overhead [contractors margin] and these are to include: Contractors profit on net costs. Contracting companies corporate operating overheads on net costs which include cost of premises, employment of non site based staff [with the exception of visiting contract surveyors and construction manager] including estimators, customer care teams, business development managers, buyers, planners, resource, scheduling and programmers, directors and heads of departments, accounts, legal, financing, property costs, administration, IT, human resources, telecoms, transport and vehicles, corporate charges. All contractors contributions to Group overheads [where applicable]
9. The tenderer is to assume Fabric First construction to meet current Building Regulations with no renewables
10. The tenderer should note that non completion of one schedule will not be a compliant tender - both timber frame and traditional need to be completed
11. The tenderer shall complete the pricing schedule based upon the Affordable Rent specification and Standard House Type layouts (as included within the tender documentation) excluding all abnormal costs.
12. The tenderer shall allow for any cranage and associated works within the timber frame superstructures rate not the preliminaries schedule.
Preliminaries | Quantity | Unit | Rate | Total | Notes
Project specific management and Staff
Project Manager | 40 | weeks |  | 0
Contracts Manager | 40 | weeks |  | 0
Site Engineer | 40 | weeks |  | 0
Site Manager | 40 | weeks |  | 0
Finishing Foreman / Assistant Site Manager | 40 | weeks |  | 0
Labourer (including at handover) | 40 | weeks |  | 0
Quantity Surveying /Commercial Management | 40 | weeks |  | 0
Planner | 40 | weeks |  | 0
Health & Safety Officer | 40 | weeks |  | 0
Site establishment
Delivery of temp accomodation to site and removal on completion | 1 | Item |  | 0
Site office (inc furniture) | 40 | weeks |  | 0
Meeting room (inc furniture) | 40 | weeks |  | 0
Canteens and Kitchens | 40 | weeks |  | 0
Drying room | 40 | weeks |  | 0
Toilets and washrooms | 40 | weeks |  | 0
Secure stores | 40 | weeks |  | 0
Telephones and Photocopiers (connection and charges) | 40 | weeks |  | 0
IT systems with email and internet capability | 40 | weeks |  | 0
Consumables and services associated with site accommodation | 40 | weeks |  | 0
Fire points and fire fighting equipment | 1 | Item |  | 0
Main Contractor's Signboard | 1 | Item |  | 0
Client/Homes England signboard; production, installation and removal (as ER's) | 1 | Item |  | 0
Cleaning
Site cleaning | 40 | weeks |  | 0
Site set up
Tarmac and hardcored compound area | 1 | item |  | 0
Temporary roads including demarcation for safe pedestrian and vehicular routes | 1 | item |  | 0
Temproary fencing to compound area | 1 | item |  | 0
Temporary security fencing to site perimeter | 1 | item |  | 0
Removal of compound on completion; reinstatement | 1 | item |  | 0
Temp Services incl all connections, disconnections and usage
Water supply | 40 | weeks |  | 0
Gas Supply | 40 | weeks |  | 0
Electric supply, Lighting and power | 40 | weeks |  | 0
Drainage | 40 | weeks |  | 0
Security
Night watchman | 40 | weeks |  | 0
Pedestrian gates | 1 | item |  | 0
Vehicular gates | 1 | item |  | 0
CCTV cameras set up costs | 1 | item |  | 0
CCTV weekly charge | 40 | weeks |  | 0
Material distribution
Forklift and driver | 20 | weeks |  | 0
Site plant
Small Dumper | 20 | weeks |  | 0
Mixer | 20 | weeks |  | 0
Road Sweeper including driver and fuel | 20 | weeks |  | 0
Excavator / mini digger including driver and fuel | 20 | weeks |  | 0
Small tools and equiptment | 20 | weeks |  | 0
Health and Safety
1st aid kit | 1 | item |  | 0
Health and safety site visits | 1 | item |  | 0
Falling from heights | 1 | item |  | 0
Scaffolding
External scaffolding including mat | 1 | item |  | 0
Adaption of Scaffolding | 1 | item |  | 0
Internal Scaffolding | 1 | item |  | 0
Fees and charges
Specialist site survey and level survey | 1 | item |  | 0
As built drawings and manuals | 1 | item |  | 0
CDM regulations and health and safety plan | 1 | item |  | 0
Considerate constructors scheme | 1 | item |  | 0
SAP calculations and energy performance certificates | 1 | item |  | 0
Robust details | 1 | item |  | 0
Building Control Fees | 1 | item |  | 0
Planning Condition Discharge Fees | 1 | item |  | 0 | tenderer to assume there are 15 conditions requiring discharge
Adoption Agreements for Section 278, 104 and 38 Agreements | 1 | item |  | 0 | tenderer to assume road and sewers on virtual plan to be adopted
NHBC (or equivalent) 12 year structural warranty cover | 1 | item |  | 0 | tenderer not to include for insolvency cover
Testing and reports
Methane and radon testing and reports | 1 | item |  | 0
Concrete testing and reports | 1 | item |  | 0
Dilapidation Surveys | 1 | Item |  | 0
Sound testing | 1 | item |  | 0
Air pressure tests | 1 | item |  | 0
Handover costs
Snagging costs | 1 | item |  | 0
Contract cleaners | 1 | item |  | 0
Clean to external areas | 1 | item |  | 0
Skips | 2 | no |  | 0
Lorry and tipping charges | 1 | item |  | 0
Resident handover packs | 20 | no |  | 0
Insurances and Guarantees
Project specific Insurance | 1 | Item |  | 0
6.5.1 Insurance | 1 | Item |  | 0
Performance bond / parent company guarantee / insolvency cover |  |  |  | NIL | Contractor to indicate on Supplier Questionnaire
Maintenance period
Defects/Maintenance to dwelling | 20 | no |  | 0
External areas - paths, paving and adopted areas | 1 | item |  | 0
Landscaped areas | 1 | item |  | 0
Total of preliminaries |  |  |  | 0
Total of preliminaries expressed as a weekly cost |  |  |  | 0
Overheads and Profit
Corporate overheads (expressed as a %) |  |  |  | 0%
Profit (expressed as a %) |  |  |  | 0%
Overheads and Profit Total |  |  |  | 0%
Construction Costs
2 bed 3 person Bungalow (constructed as detached unit) | Quantity | Unit | Rate | Total | No of units | Total
Substructures
Traditional strip foundation and lowest floor construction | 61.2 | m2 |  | 0 | 4 | 0
Superstructures
Superstructures | 61.2 | m2 |  | 0 | 4 | 0
Total cost for 2B3P bungalows (NDSS) | [5 empty] | 0
2 bed 4 person House (constructed as semi detached pair) | Quantity | Unit | Rate | Total | No of units | Total
Substructures
Traditional strip foundation and lowest floor construction (expressed as GIFA) | 70.1 | m2 |  | 0 | 4 | 0
Superstructures
Superstructures | 70.1 | m2 |  | 0 | 4 | 0
Total cost for 2B4P Houses (Non NDSS) | [5 empty] | 0
2 bed 4 person House (constructed as semi detached pair) | Quantity | Unit | Rate | Total | No of units | Total
Substructures
Traditional strip foundation and lowest floor construction (expressed as GIFA) | 80.1 | m2 |  | 0 | 2 | 0
Superstructures
Superstructures | 80.1 | m2 |  | 0 | 2 | 0
Total cost for 2B4P Houses (NDSS) | [5 empty] | 0
3 bed 5 person House (constructed as semi detached pair) | Quantity | Unit | Rate | Total | No of units | Total
Substructures
Traditional strip foundation and lowest floor construction (expressed as GIFA) | 84.7 | m2 |  | 0 | 4 | 0
Superstructures
Superstructures | 84.7 | m2 |  | 0 | 4 | 0
Total cost for 3B5P Houses (Non NDSS) | [5 empty] | 0
3 bed 5 person House (constructed as semi detached pair) | Quantity | Unit | Rate | Total | No of units | Total
Substructures
Traditional strip foundation and lowest floor construction (expressed as GIFA) | 93.7 | m2 |  | 0 | 2 | 0
Superstructures
Superstructures | 93.7 | m2 |  | 0 | 2 | 0
Total cost for 3B5P Houses (NDSS) | [5 empty] | 0
4 bed 6 person House (constructed as semi detached pair) | Quantity | Unit | Rate | Total | No of units | Total
Substructures
Traditional strip foundation and lowest floor construction (expressed as GIFA) | 97.9 | m2 |  | 0 | 2 | 0
Superstructures
Superstructures | 97.9 | m2 |  | 0 | 2 | 0
Total cost for 4B6P Houses (Non NDSS) | [5 empty] | 0
4 bed 6 person House (constructed as semi detached pair) | Quantity | Unit | Rate | Total | No of units | Total
Substructures
Traditional strip foundation and lowest floor construction (expressed as GIFA) | 108.5 | m2 |  | 0 | 2 | 0
Superstructures
Superstructures | 108.5 | m2 |  | 0 | 2 | 0
Total cost for 4B6P Houses (NDSS) | [5 empty] | 0
EXTERNAL WORKS | Quantity | Unit | Rate | Total
Site Preparation Works
Site Clearance (assume 300mm deep inert to landfil) | 4922 | m² |  | 0
Preparatory Groundworks | 4922 | m² |  | 0
Roads, Paths, Pavings and Surfacings
Adopted Road (black tarmac) including all kerbs and dropped kerbs | 575 | m² |  | 0
Adopted footpath 2m wide (black tarmac) including all edgings | 0 | m² |  | 0
Adopted footpath 400mm wide (black tarmac) including all edgings | 84 | m² |  | 0
Non Adopted Parking Space (black tarmac) | 441 | m² |  | 0
PCC concrete paving 600x600mm (PC sum £30/m2 supply) incl edgings | 541 | m² |  | 0
Soft Landscaping, Planting and Irrigation Systems
Turf and topsoil (300mm deep) | 1795 | m² |  | 0
External Planting | 449 | m² |  | 0
Plot timber gates | 20 | no |  | 0
1800mm high close boarded timber fencing, concrete gravel boards and post | 307 | lm |  | 0
2100mm high close boarded timber fencing, concrete gravel boards and post | 276 | lm |  | 0
External Drainage
Site wide Surface Water and Foul Water Drainage | 1 | item | 70000 | 70000 | PROV SUM
Plot drainage | 20 | no |  | 0
Land Drainage | 1 | item | 5000 | 5000 | PROV SUM
External Services
Water Mains Supply | 1 | item | 20000 | 20000 | PROV SUM
Electricity Mains Supply | 1 | item | 15000 | 15000 | PROV SUM
Gas Mains Supply | 1 | item | 20000 | 20000 | PROV SUM
Telecommunications and other Communication System Connections | 1 | item | 7000 | 7000 | PROV SUM
External Street Lighting Systems | 1 | item | 10000 | 10000 | PROV SUM
Builder's Work In Connection with External Services | 1 | item | 5000 | 5000 | PROV SUM
Total cost for External Works | [5 empty] | 152000
SUMMARY | [5 empty] | TOTAL COST
Preliminaries | [5 empty] | 0
Substructure | [5 empty] | 0
Superstructure | [5 empty] | 0
External Works | [5 empty] | 152000
Post Contract Design Fees at say 3% | [5 empty] | 4560
OHP | [5 empty] | 0
TOTAL GREENFIELD SITE COST FOR 20 AFFORDABLE RENT UNITS IN TIMBER FRAME CONSTRUCTION | [5 empty] | 156560
FINAL SUMMARY
TOTAL GREENFIELD SITE COST FOR 20 AFFORDABLE RENT UNITS IN TRADITIONAL CONSTRUCTION | [5 empty] | 156560
TOTAL GREENFIELD SITE COST FOR 20 AFFORDABLE RENT UNITS IN TIMBER FRAME CONSTRUCTION | [5 empty] | 156560
TOTAL COMBINED SITE COST FOR 20 AFFORDABLE RENT UNITS IN TIMBER FRAME CONSTRUCTION AND 20 UNITS IN TRADITIONAL CONSTRUCTION | [5 empty] | 313120

## Low val Lot 5
INNOVATION CHAIN NORTH
Framework of New build Construction Contractors 2020
PRICING SCHEDULE
TENDERER'S NAME | WIGGETT CONSTRUCTION LTD
LOW VALUE LOT L5
TRADITIONAL CONSTRUCTION
LOCATION | North Yorkshire, West Yorkshire, East Riding of Yorkshire
Virtual Project Scenario
Nature of project | New Build Affordable Rent Units |  |  | 20 no
Size (m2) and Mix (no) of units | 61.2 | 2B3P Bungalow |  | 4 | 244.8 | Type F | NDSS
| 70.1 | 2B4P House |  | 4 | 280.4 | Type A | Non-NDSS
| 80.1 | 2B4P House |  | 2 | 160.2 | Type B | NDSS
| 84.7 | 3B5P House |  | 4 | 338.8 | Type G | Non-NDSS
| 93.7 | 3B5P House |  | 2 | 187.4 | Type E | NDSS
| 97.9 | 4B6P House |  | 2 | 195.8 | Type C | Non-NDSS
| 108.5 | 4B6P House |  | 2 | 217 | Type D | NDSS
GIFA (m2) | 1624.4
Site Access | Good access direct from main adopted road network
Vandalism risk | High risk - CCTV required with security guard nights and weekends
Length of Contract | 52 | working weeks
Base Date / Commencement Date | 31st January 2020
Form of Contract | JCT Design and Build 2016 with ICN Amendments
Pricing schedule notes and guidance
1. All rates submitted should be as outlined in the RICS NRM2 Preliminaries (Main Contract)
2. Accommodation and welfare provisions shall be in strict accordance with the CDM Regulations 2015
3. All rates submitted will be applied and used as a basis for the future negotiation of Fixed Price Contracts for all projects within the aforementioned LOT for the full duration of the Framework Agreement. Annual inflationary increases will be applied from the commencement date of the framework and shall be in accordance with BCIS Tender Price Indices or as evidenced to the satisfaction of the instructing client.
4. All items listed below may not be specifically required on every individual project within this LOT. For the purposes of the evaluation each individual item shall be priced or, if included within another item, annotated accordingly identifying which item it is included within. ICN reserves the right to reject any priced schedules submitted with a tender which includes only summary costs or totals which are not fully completed.
5. Should the tenderer deem that a member of the Site Staff and Supervision team will not be required full time on projects within this LOT then the weekly rate shall be adjusted accordingly not the number of weeks. Consideration should be given that the rates inserted will be fixed for future AMP agreements (only subject to inflationary increases as noted above)
6. None of the measured quantities or descriptions are to be altered, all tendering bids are to be based upon a fixed price schedule for consistency.
7. Preliminaries are to be based on the contract period stated above based on traditional masonry construction. Each item is to be priced based on the relevant contract period. The period stated are for time on site and exclude lead in periods for discharge of pre-start planning conditions. Any other pre-start time costs should be included in the preliminaries. Any items not priced will be deemed not to be required on projects of a similar nature within the afoementioned LOT value range for the duration of the Framework Agreement.
8. Tenderers should allow the percentage for profit and corporate overhead [contractors margin] and these are to include: Contractors profit on net costs. Contracting companies corporate operating overheads on net costs which include cost of premises, employment of non site based staff [with the exception of visiting contract surveyors and construction manager] including estimators, customer care teams, business development managers, buyers, planners, resource, scheduling and programmers, directors and heads of departments, accounts, legal, financing, property costs, administration, IT, human resources, telecoms, transport and vehicles, corporate charges. All contractors contributions to Group overheads [where applicable]
9. The tenderer is to assume Fabric First construction to meet current Building Regulations with no renewables
10. The tenderer should note that non completion of one schedule will not be a compliant tender - both timber frame and traditional need to be completed
11. The tenderer shall complete the pricing schedule based upon the Affordable Rent specification and Standard House Type layouts (as included within the tender documentation) excluding all abnormal costs.
Preliminaries | Quantity | Unit | Rate | Total | Notes
Project specific management and Staff
Project Manager | 52 | weeks | 32.14 | 1671.28
Contracts Manager | 52 | weeks | 138.22 | 7187.44
Site Engineer | 52 | weeks | 30 | 1560
Site Manager | 52 | weeks | 1149.53 | 59775.56
Finishing Foreman / Assistant Site Manager | 52 | weeks | 48.16 | 2504.32
Labourer (including at handover) | 52 | weeks | 527.57 | 27433.64
Quantity Surveying / Commercial Management | 52 | weeks | 173.46 | 9019.92
Planner | 52 | weeks | 32.14 | 1671.28
Health & Safety Officer | 52 | weeks | 38.46 | 1999.92
Site establishment
Delivery of temp accomodation to site and removal on completion | 1 | Item | 750 | 750
Site office (inc furniture) | 52 | weeks | 44.5 | 2314
Meeting room (inc furniture) | 52 | weeks | 1 | 52
Canteens and Kitchens | 52 | weeks | 34.5 | 1794
Drying room | 52 | weeks | 1 | 52
Toilets and washrooms | 52 | weeks | 36.5 | 1898
Secure stores | 52 | weeks | 12.8 | 665.6
Telephones and Photocopiers (connection and charges) | 52 | weeks | 1 | 52
IT systems with email and internet capability | 52 | weeks | 1 | 52
Consumables and services associated with site accommodation | 52 | weeks | 10 | 520
Fire points and fire fighting equipment | 1 | Item | 390 | 390
Main Contractor's Signboard | 1 | Item | 240 | 240
Client/Homes England signboard; production, installation and removal (as ER's) | 1 | Item | 1599 | 1599
Cleaning
Site cleaning | 52 | weeks | 5 | 260
Site set up
Tarmac and hardcore compound area | 1 | item | 350 | 350
Temporary roads incl demarcation for safe pedestrian and vehicular routes | 1 | item | 500 | 500
Temproary fencing to compound area | 1 | item | 1000 | 1000
Temporary security fencing to site perimeter | 1 | item | 3500 | 3500
Removal of compound on completion; reinstatement | 1 | item | 1500 | 1500
Temp Services incl all connections, disconnections and usage
Water supply | 52 | weeks | 20 | 1040
Gas Supply | 52 | weeks | 1 | 52
Electric supply, Lighting and power | 52 | weeks | 20 | 1040
Drainage | 52 | weeks | 10 | 520
Security
Night watchman | 52 | weeks | 280 | 14560
Pedestrian gates | 1 | item | 43.5 | 43.5
Vehicular gates | 1 | item | 112 | 112
CCTV cameras set up costs | 1 | item | 1 | 1
CCTV weekly charge | 52 | weeks | 420 | 21840
Material distribution
Forklift and driver | 26 | weeks | 245 | 6370
Site plant
Small Dumper | 26 | weeks | 1 | 26
Mixer | 26 | weeks | 1 | 26
Road Sweeper including driver and fuel | 26 | weeks | 100 | 2600
Excavator / mini digger including driver and fuel | 26 | weeks | 1 | 26
Small tools and equiptment | 26 | weeks | 75 | 1950
Health and Safety
1st aid kit | 1 | item | 25 | 25
Health and safety site visits | 1 | item | 2000 | 2000
Falling from heights | 1 | item | 19376 | 19376
Scaffolding
External scaffolding including mat | 1 | item | 21000 | 21000
Adaption of Scaffolding | 1 | item | 15350 | 15350
Internal Scaffolding | 1 | item | 15000 | 15000
Fees and charges
Specialist site survey and level survey | 1 | item | 300 | 300
As built drawings and manuals | 1 | item | 140 | 140
CDM regulations and health and safety plan | 1 | item | 500 | 500
Considerate constructors scheme | 1 | item | 520 | 520
SAP calculations and energy performance certificates | 1 | item | 1459.8 | 1459.8
Robust details | 1 | item | 660 | 660
Building Control Fees | 1 | item | 2880 | 2880
Planning Condition Discharge Fees | 15 | no | 38.8 | 582 | tenderer to assume there are 15 conditions requiring discharge
Adoption Agreements for Section 278, 104 and 38 Agreements | 1 | item | 17473.4 | 17473.4 | tenderer to assume road and sewers on virtual plan to be adopted
NHBC (or equivalent) 12 year structural warranty cover | 1 | item | 12400 | 12400 | tenderer not to include for insolvency cover
Testing and reports
Methane and radon testing and reports | 1 | item | 1 | 1
Concrete testing and reports | 1 | item | 1 | 1
Dilapidation Surveys | 1 | Item | 1 | 1
Sound testing | 1 | item | 1000 | 1000
Air pressure tests | 1 | item | 500 | 500
Handover costs
Snagging costs / inspections | 1 | item | 1 | 1
Contract cleaners | 1 | item | 5500 | 5500
Clean to external areas | 1 | item | 1 | 1
Skips | 2 | no | 180 | 360
Lorry and tipping charges | 1 | item | 1 | 1
Resident handover packs | 20 | no | 20 | 400
Insurances and Guarantees
Project specific Insurances | 1 | Item | 1814 | 1814
6.5.1 Insurance | 1 | Item | 2000 | 2000
Performance bond / parent company guarantee / insolvency cover |  |  |  | NIL | Contractor to indicate on Supplier Questionnaire
Maintenance period
Defects / Maintenance to dwellings | 20 | no | 74.5 | 1490
External areas - paths, paving and adopted areas | 1 | item | 500 | 500
Landscaped areas | 1 | item | 500 | 500
Total of preliminaries |  |  |  | 304254.66
Total of preliminaries expressed as a weekly cost |  |  |  | 5851.0512
Overheads and Profit
Corporate overheads (expressed as a %) |  |  |  | 1%
Profit (expressed as a %) |  |  |  | 3%
Overheads and Profit Total |  |  |  | 4%
Construction Costs
2 bed 3 person Bungalow (constructed as detached unit) | Quantity | Unit | Rate | Total | No of units | Total
Substructures
Traditional strip foundation and lowest floor construction | 61.2 | m2 | 137.94 | 8441.928 | 4 | 33767.712
Superstructures
Superstructures | 61.2 | m2 | 605 | 37026 | 4 | 148104
Total cost for 2B3P bungalows (NDSS) | [5 empty] | 181871.712
2 bed 4 person House (constructed as semi detached pair) | Quantity | Unit | Rate | Total | No of units | Total
Substructures
Traditional strip foundation and lowest floor construction (expressed as GIFA) | 70.1 | m2 | 118.35 | 8296.335 | 4 | 33185.34
Superstructures
Superstructures | 70.1 | m2 | 605 | 42410.5 | 4 | 169642
Total cost for 2B4P Houses (Non NDSS) | [5 empty] | 202827.34
2 bed 4 person House (constructed as semi detached pair) | Quantity | Unit | Rate | Total | No of units | Total
Substructures
Traditional strip foundation and lowest floor construction (expressed as GIFA) | 80.1 | m2 | 116.93 | 9366.093 | 2 | 18732.186
Superstructures
Superstructures | 80.1 | m2 | 605 | 48460.5 | 2 | 96921
Total cost for 2B4P Houses (NDSS) | [5 empty] | 115653.186
3 bed 5 person House (constructed as semi detached pair) | Quantity | Unit | Rate | Total | No of units | Total
Substructures
Traditional strip foundation and lowest floor construction (expressed as GIFA) | 84.7 | m2 | 116.34 | 9853.998 | 4 | 39415.992
Superstructures
Superstructures | 84.7 | m2 | 605 | 51243.5 | 4 | 204974
Total cost for 3B5P Houses (Non NDSS) | [5 empty] | 244389.992
3 bed 5 person House (constructed as semi detached pair) | Quantity | Unit | Rate | Total | No of units | Total
Substructures
Traditional strip foundation and lowest floor construction (expressed as GIFA) | 93.7 | m2 | 115.01 | 10776.437 | 2 | 21552.874
Superstructures
Superstructures | 93.7 | m2 | 605 | 56688.5 | 2 | 113377
Total cost for 3B5P Houses (NDSS) | [5 empty] | 134929.874
4 bed 6 person House (constructed as semi detached pair) | Quantity | Unit | Rate | Total | No of units | Total
Substructures
Traditional strip foundation and lowest floor construction (expressed as GIFA) | 97.9 | m2 | 114.64 | 11223.256 | 2 | 22446.512
Superstructures
Superstructures | 97.9 | m2 | 605 | 59229.5 | 2 | 118459
Total cost for 4B6P Houses (Non NDSS) | [5 empty] | 140905.512
4 bed 6 person House (constructed as semi detached pair) | Quantity | Unit | Rate | Total | No of units | Total
Substructures
Traditional strip foundation and lowest floor construction (expressed as GIFA) | 108.5 | m2 | 113.87 | 12354.895 | 2 | 24709.79
Superstructures
Superstructures | 108.5 | m2 | 605 | 65642.5 | 2 | 131285
Total cost for 4B6P Houses (NDSS) | [5 empty] | 155994.79
EXTERNAL WORKS | Quantity | Unit | Rate | Total
Site Preparation Works
Site Clearance (assume 300mm deep inert to landfil) | 4922 | m² | 5.5 | 27071
Preparatory Groundworks | 4922 | m² | 1 | 4922
Roads, Paths, Pavings and Surfacings
Adopted Road (black tarmac) including all kerbs and dropped kerbs | 575 | m² | 80.83 | 46477.25
Adopted footpath 2m wide (black tarmac) including all edgings | 0 | m² |  | 0
Adopted footpath 400mm wide (black tarmac) including all edgings | 84 | m² | 37 | 3108
Non Adopted Parking Space (black tarmac) | 441 | m² | 31 | 13671
PCC concrete paving 600x600mm (PC sum £30/m2 supply) incl edgings | 541 | m² | 56 | 30296
Soft Landscaping, Planting and Irrigation Systems
Turf and topsoil (300mm deep) | 1795 | m² | 10.8 | 19386
External Planting | 449 | m² | 27 | 12123
Plot timber gates | 20 | no | 138 | 2760
1800mm high close boarded timber fencing, concrete gravel boards and post | 307 | lm | 52 | 15964
2100mm high close boarded timber fencing, concrete gravel boards and post | 276 | lm | 56 | 15456
External Drainage
Site wide Surface Water and Foul Water Drainage | 1 | item | 70000 | 70000 | PROV SUM
Plot drainage | 20 | item | 1900 | 38000
Land Drainage | 1 | item | 5000 | 5000 | PROV SUM
External Services
Water Mains Supply | 1 | item | 20000 | 20000 | PROV SUM
Electricity Mains Supply | 1 | item | 15000 | 15000 | PROV SUM
Gas Mains Supply | 1 | item | 20000 | 20000 | PROV SUM
Telecommunications and other Communication System Connections | 1 | item | 7000 | 7000 | PROV SUM
External Street Lighting Systems | 1 | item | 10000 | 10000 | PROV SUM
Builder's Work In Connection with External Services | 1 | item | 5000 | 5000 | PROV SUM
Total cost for External Works | [5 empty] | 381234.25
SUMMARY | [5 empty] | TOTAL COST
Preliminaries | [5 empty] | 304254.66
Substructure | [5 empty] | 193810.406
Superstructure | [5 empty] | 982762
External Works | [5 empty] | 381234.25
Post Contract Design Fees at say 3% | [5 empty] | 55861.8395
OH&P | [5 empty] | 76716.9262
TOTAL GREENFIELD SITE COST FOR 20 AFFORDABLE RENT UNITS IN TRADITIONAL CONSTRUCTION | [5 empty] | 1994640.0817
INNOVATION CHAIN NORTH
Framework of New build Construction Contractors 2020
PRICING SCHEDULE
TENDERER'S NAME | WIGGETT CONSTRUCTION LTD
LOW VALUE LOT L5
TIMBER FRAME CONSTRUCTION
LOCATION | North Yorkshire, West Yorkshire, East Riding of Yorkshire
Virtual Project Scenario
Nature of project | New Build Affordable Rent Units |  |  | 20 no
Size (m2) and Mix (no) of units | 61.2 | 2B3P Bungalow |  | 4 | 244.8 | Type F
| 70.1 | 2B4P House |  | 4 | 280.4 | Type A
| 80.1 | 2B4P House |  | 2 | 160.2 | Type B
| 84.7 | 3B5P House |  | 4 | 338.8 | Type G
| 93.7 | 3B5P House |  | 2 | 187.4 | Type E
| 97.9 | 4B6P House |  | 2 | 195.8 | Type C
| 108.5 | 4B6P House |  | 2 | 217 | Type D
GIFA (m2) | 1624.4
Site Access | Good access direct from main road network
Vandalism risk | High risk - CCTV required with security guard nights and weekends
Length of Contract | 40 | working weeks
Base Date / Commencement Date | 31st January 2020
Form of Contract | JCT design and build 2016 with ICN Amendments
Pricing schedule notes and guidance
1. All rates submitted should be as outlined in the RICS NRM2 Preliminaries (Main Contract)
2. Accommodation and welfare provisions shall be in strict accordance with the CDM Regulations 2015
3. All rates submitted will be applied and used as a basis for the future negotiation of Fixed Price Contracts for all projects within the aforementioned LOT for the full duration of the Framework Agreement. Annual inflationary increases will be applied from the commencement date of the framework and shall be in accordance with BCIS Tender Price Indices or as evidenced to the satisfaction of the instructing client.
4. All items listed below may not be specifically required on every individual project within this LOT. For the purposes of the evaluation each individual item shall be priced or, if included within another item, annotated accordingly identifying which item it is included within. ICN reserves the right to reject any priced schedules submitted with a tender which includes only summary costs or totals which are not fully completed.
5. Should the tenderer deem that a member of the Site Staff and Supervision team will not be required full time on projects within this LOT then the weekly rate shall be adjusted accordingly not the number of weeks. Consideration should be given that the rates inserted will be fixed for future AMP agreements (only subject to inflationary increases as noted above)
6. None of the measured quantities or descriptions are to be altered, all tendering bids are to be based upon a fixed price schedule for consistency.
7. Preliminaries are to be based on the contract period stated above based on traditional masonry construction. Each item is to be priced based on the relevant contract period. The period stated are for time on site and exclude lead in periods for discharge of pre-start planning conditions. Any other pre-start time costs should be included in the preliminaries. Any items not priced will be deemed not to be required on projects of a similar nature within the afoementioned LOT value range for the duration of the Framework Agreement.
8. Tenderers should allow the percentage for profit and corporate overhead [contractors margin] and these are to include: Contractors profit on net costs. Contracting companies corporate operating overheads on net costs which include cost of premises, employment of non site based staff [with the exception of visiting contract surveyors and construction manager] including estimators, customer care teams, business development managers, buyers, planners, resource, scheduling and programmers, directors and heads of departments, accounts, legal, financing, property costs, administration, IT, human resources, telecoms, transport and vehicles, corporate charges. All contractors contributions to Group overheads [where applicable]
9. The tenderer is to assume Fabric First construction to meet current Building Regulations with no renewables
10. The tenderer should note that non completion of one schedule will not be a compliant tender - both timber frame and traditional need to be completed
11. The tenderer shall complete the pricing schedule based upon the Affordable Rent specification and Standard House Type layouts (as included within the tender documentation) excluding all abnormal costs.
12. The tenderer shall allow for any cranage and associated works within the timber frame superstructures rate not the preliminaries schedule.
Preliminaries | Quantity | Unit | Rate | Total | Notes
Project specific management and Staff
Project Manager | 40 | weeks | 32.14 | 1285.6
Contracts Manager | 40 | weeks | 138.22 | 5528.8
Site Engineer | 40 | weeks | 30 | 1200
Site Manager | 40 | weeks | 1149.53 | 45981.2
Finishing Foreman / Assistant Site Manager | 40 | weeks | 48.16 | 1926.4
Labourer (including at handover) | 40 | weeks | 527.57 | 21102.8
Quantity Surveying /Commercial Management | 40 | weeks | 173.46 | 6938.4
Planner | 40 | weeks | 32.14 | 1285.6
Health & Safety Officer | 40 | weeks | 38.46 | 1538.4
Site establishment
Delivery of temp accomodation to site and removal on completion | 1 | Item | 750 | 750
Site office (inc furniture) | 40 | weeks | 44.5 | 1780
Meeting room (inc furniture) | 40 | weeks | 1 | 40
Canteens and Kitchens | 40 | weeks | 34.5 | 1380
Drying room | 40 | weeks | 1 | 40
Toilets and washrooms | 40 | weeks | 36.5 | 1460
Secure stores | 40 | weeks | 12.8 | 512
Telephones and Photocopiers (connection and charges) | 40 | weeks | 1 | 40
IT systems with email and internet capability | 40 | weeks | 1 | 40
Consumables and services associated with site accommodation | 40 | weeks | 10 | 400
Fire points and fire fighting equipment | 1 | Item | 390 | 390
Main Contractor's Signboard | 1 | Item | 240 | 240
Client/Homes England signboard; production, installation and removal (as ER's) | 1 | Item | 1599 | 1599
Cleaning
Site cleaning | 40 | weeks | 5 | 200
Site set up
Tarmac and hardcored compound area | 1 | item | 350 | 350
Temporary roads including demarcation for safe pedestrian and vehicular routes | 1 | item | 500 | 500
Temproary fencing to compound area | 1 | item | 1000 | 1000
Temporary security fencing to site perimeter | 1 | item | 3500 | 3500
Removal of compound on completion; reinstatement | 1 | item | 1500 | 1500
Temp Services incl all connections, disconnections and usage
Water supply | 40 | weeks | 20 | 800
Gas Supply | 40 | weeks | 1 | 40
Electric supply, Lighting and power | 40 | weeks | 20 | 800
Drainage | 40 | weeks | 10 | 400
Security
Night watchman | 40 | weeks | 280 | 11200
Pedestrian gates | 1 | item | 43.5 | 43.5
Vehicular gates | 1 | item | 112 | 112
CCTV cameras set up costs | 1 | item | 1 | 1
CCTV weekly charge | 40 | weeks | 420 | 16800
Material distribution
Forklift and driver | 20 | weeks | 245 | 4900
Site plant
Small Dumper | 20 | weeks | 1 | 20
Mixer | 20 | weeks | 1 | 20
Road Sweeper including driver and fuel | 20 | weeks | 100 | 2000
Excavator / mini digger including driver and fuel | 20 | weeks | 1 | 20
Small tools and equiptment | 20 | weeks | 75 | 1500
Health and Safety
1st aid kit | 1 | item | 25 | 25
Health and safety site visits | 1 | item | 2000 | 2000
Falling from heights | 1 | item | 9688 | 9688
Scaffolding
External scaffolding including mat | 1 | item | 23003 | 23003
Adaption of Scaffolding | 1 | item | 17003 | 17003
Internal Scaffolding | 1 | item | 17003 | 17003
Fees and charges
Specialist site survey and level survey | 1 | item | 300 | 300
As built drawings and manuals | 1 | item | 140 | 140
CDM regulations and health and safety plan | 1 | item | 500 | 500
Considerate constructors scheme | 1 | item | 520 | 520
SAP calculations and energy performance certificates | 1 | item | 1459.8 | 1459.8
Robust details | 1 | item | 660 | 660
Building Control Fees | 1 | item | 2880 | 2880
Planning Condition Discharge Fees | 1 | item | 582 | 582 | tenderer to assume there are 15 conditions requiring discharge
Adoption Agreements for Section 278, 104 and 38 Agreements | 1 | item | 17473.4 | 17473.4 | tenderer to assume road and sewers on virtual plan to be adopted
NHBC (or equivalent) 12 year structural warranty cover | 1 | item | 12400 | 12400 | tenderer not to include for insolvency cover
Testing and reports
Methane and radon testing and reports | 1 | item | 1 | 1
Concrete testing and reports | 1 | item | 1 | 1
Dilapidation Surveys | 1 | Item | 1 | 1
Sound testing | 1 | item | 1000 | 1000
Air pressure tests | 1 | item | 500 | 500
Handover costs
Snagging costs | 1 | item | 1 | 1
Contract cleaners | 1 | item | 5500 | 5500
Clean to external areas | 1 | item | 1 | 1
Skips | 2 | no | 180 | 360
Lorry and tipping charges | 1 | item | 1 | 1
Resident handover packs | 20 | no | 20 | 400
Insurances and Guarantees
Project specific Insurance | 1 | Item | 1814 | 1814
6.5.1 Insurance | 1 | Item | 2000 | 2000
Performance bond / parent company guarantee / insolvency cover |  |  |  | NIL | Contractor to indicate on Supplier Questionnaire
Maintenance period
Defects/Maintenance to dwelling | 20 | no | 74.5 | 1490
External areas - paths, paving and adopted areas | 1 | item | 500 | 500
Landscaped areas | 1 | item | 500 | 500
Total of preliminaries |  |  |  | 260871.9
Total of preliminaries expressed as a weekly cost |  |  |  | 6521.7975
Overheads and Profit
Corporate overheads (expressed as a %) |  |  |  | 1%
Profit (expressed as a %) |  |  |  | 3%
Overheads and Profit Total |  |  |  | 4%
Construction Costs
2 bed 3 person Bungalow (constructed as detached unit) | Quantity | Unit | Rate | Total | No of units | Total
Substructures
Traditional strip foundation and lowest floor construction | 61.2 | m2 | 137.94 | 8441.928 | 4 | 33767.712
Superstructures
Superstructures | 61.2 | m2 | 690 | 42228 | 4 | 168912
Total cost for 2B3P bungalows (NDSS) | [5 empty] | 202679.712
2 bed 4 person House (constructed as semi detached pair) | Quantity | Unit | Rate | Total | No of units | Total
Substructures
Traditional strip foundation and lowest floor construction (expressed as GIFA) | 70.1 | m2 | 118.35 | 8296.335 | 4 | 33185.34
Superstructures
Superstructures | 70.1 | m2 | 690 | 48369 | 4 | 193476
Total cost for 2B4P Houses (Non NDSS) | [5 empty] | 226661.34
2 bed 4 person House (constructed as semi detached pair) | Quantity | Unit | Rate | Total | No of units | Total
Substructures
Traditional strip foundation and lowest floor construction (expressed as GIFA) | 80.1 | m2 | 116.93 | 9366.093 | 2 | 18732.186
Superstructures
Superstructures | 80.1 | m2 | 690 | 55269 | 2 | 110538
Total cost for 2B4P Houses (NDSS) | [5 empty] | 129270.186
3 bed 5 person House (constructed as semi detached pair) | Quantity | Unit | Rate | Total | No of units | Total
Substructures
Traditional strip foundation and lowest floor construction (expressed as GIFA) | 84.7 | m2 | 116.34 | 9853.998 | 4 | 39415.992
Superstructures
Superstructures | 84.7 | m2 | 690 | 58443 | 4 | 233772
Total cost for 3B5P Houses (Non NDSS) | [5 empty] | 273187.992
3 bed 5 person House (constructed as semi detached pair) | Quantity | Unit | Rate | Total | No of units | Total
Substructures
Traditional strip foundation and lowest floor construction (expressed as GIFA) | 93.7 | m2 | 115.01 | 10776.437 | 2 | 21552.874
Superstructures
Superstructures | 93.7 | m2 | 690 | 64653 | 2 | 129306
Total cost for 3B5P Houses (NDSS) | [5 empty] | 150858.874
4 bed 6 person House (constructed as semi detached pair) | Quantity | Unit | Rate | Total | No of units | Total
Substructures
Traditional strip foundation and lowest floor construction (expressed as GIFA) | 97.9 | m2 | 114.64 | 11223.256 | 2 | 22446.512
Superstructures
Superstructures | 97.9 | m2 | 690 | 67551 | 2 | 135102
Total cost for 4B6P Houses (Non NDSS) | [5 empty] | 157548.512
4 bed 6 person House (constructed as semi detached pair) | Quantity | Unit | Rate | Total | No of units | Total
Substructures
Traditional strip foundation and lowest floor construction (expressed as GIFA) | 108.5 | m2 | 113.87 | 12354.895 | 2 | 24709.79
Superstructures
Superstructures | 108.5 | m2 | 690 | 74865 | 2 | 149730
Total cost for 4B6P Houses (NDSS) | [5 empty] | 174439.79
EXTERNAL WORKS | Quantity | Unit | Rate | Total
Site Preparation Works
Site Clearance (assume 300mm deep inert to landfil) | 4922 | m² | 5.5 | 27071
Preparatory Groundworks | 4922 | m² | 1 | 4922
Roads, Paths, Pavings and Surfacings
Adopted Road (black tarmac) including all kerbs and dropped kerbs | 575 | m² | 80.83 | 46477.25
Adopted footpath 2m wide (black tarmac) including all edgings | 0 | m² |  | 0
Adopted footpath 400mm wide (black tarmac) including all edgings | 84 | m² | 37 | 3108
Non Adopted Parking Space (black tarmac) | 441 | m² | 31 | 13671
PCC concrete paving 600x600mm (PC sum £30/m2 supply) incl edgings | 541 | m² | 56 | 30296
Soft Landscaping, Planting and Irrigation Systems
Turf and topsoil (300mm deep) | 1795 | m² | 10.8 | 19386
External Planting | 449 | m² | 27 | 12123
Plot timber gates | 20 | no | 138 | 2760
1800mm high close boarded timber fencing, concrete gravel boards and post | 307 | lm | 52 | 15964
2100mm high close boarded timber fencing, concrete gravel boards and post | 276 | lm | 56 | 15456
External Drainage
Site wide Surface Water and Foul Water Drainage | 1 | item | 70000 | 70000 | PROV SUM
Plot drainage | 20 | no | 1900 | 38000
Land Drainage | 1 | item | 5000 | 5000 | PROV SUM
External Services
Water Mains Supply | 1 | item | 20000 | 20000 | PROV SUM
Electricity Mains Supply | 1 | item | 15000 | 15000 | PROV SUM
Gas Mains Supply | 1 | item | 20000 | 20000 | PROV SUM
Telecommunications and other Communication System Connections | 1 | item | 7000 | 7000 | PROV SUM
External Street Lighting Systems | 1 | item | 10000 | 10000 | PROV SUM
Builder's Work In Connection with External Services | 1 | item | 5000 | 5000 | PROV SUM
Total cost for External Works | [5 empty] | 381234.25
SUMMARY | [5 empty] | TOTAL COST
Preliminaries | [5 empty] | 260871.9
Substructure | [5 empty] | 193810.406
Superstructure | [5 empty] | 1120836
External Works | [5 empty] | 381234.25
Post Contract Design Fees at say 3% | [5 empty] | 58702.5767
OHP | [5 empty] | 80618.2053
TOTAL GREENFIELD SITE COST FOR 20 AFFORDABLE RENT UNITS IN TIMBER FRAME CONSTRUCTION | [5 empty] | 2096073.338
FINAL SUMMARY
TOTAL GREENFIELD SITE COST FOR 20 AFFORDABLE RENT UNITS IN TRADITIONAL CONSTRUCTION | [5 empty] | 1994640.0817
TOTAL GREENFIELD SITE COST FOR 20 AFFORDABLE RENT UNITS IN TIMBER FRAME CONSTRUCTION | [5 empty] | 2096073.338
TOTAL COMBINED SITE COST FOR 20 AFFORDABLE RENT UNITS IN TIMBER FRAME CONSTRUCTION AND 20 UNITS IN TRADITIONAL CONSTRUCTION | [5 empty] | 4090713.4197

## Low val Lot 6
INNOVATION CHAIN NORTH
Framework of New build Construction Contractors 2020
PRICING SCHEDULE
TENDERER'S NAME | [insert]
LOW VALUE LOT L6
TRADITIONAL CONSTRUCTION
LOCATION | South Yorkshire, Nottinghamshire, Lincolnshire, Derbyshire East
Virtual Project Scenario
Nature of project | New Build Affordable Rent Units |  |  | 20 no
Size (m2) and Mix (no) of units | 61.2 | 2B3P Bungalow |  | 4 | 244.8 | Type F | NDSS
| 70.1 | 2B4P House |  | 4 | 280.4 | Type A | Non-NDSS
| 80.1 | 2B4P House |  | 2 | 160.2 | Type B | NDSS
| 84.7 | 3B5P House |  | 4 | 338.8 | Type G | Non-NDSS
| 93.7 | 3B5P House |  | 2 | 187.4 | Type E | NDSS
| 97.9 | 4B6P House |  | 2 | 195.8 | Type C | Non-NDSS
| 108.5 | 4B6P House |  | 2 | 217 | Type D | NDSS
GIFA (m2) | 1624.4
Site Access | Good access direct from main adopted road network
Vandalism risk | High risk - CCTV required with security guard nights and weekends
Length of Contract | 52 | working weeks
Base Date / Commencement Date | 31st January 2020
Form of Contract | JCT Design and Build 2016 with ICN Amendments
Pricing schedule notes and guidance
1. All rates submitted should be as outlined in the RICS NRM2 Preliminaries (Main Contract)
2. Accommodation and welfare provisions shall be in strict accordance with the CDM Regulations 2015
3. All rates submitted will be applied and used as a basis for the future negotiation of Fixed Price Contracts for all projects within the aforementioned LOT for the full duration of the Framework Agreement. Annual inflationary increases will be applied from the commencement date of the framework and shall be in accordance with BCIS Tender Price Indices or as evidenced to the satisfaction of the instructing client.
4. All items listed below may not be specifically required on every individual project within this LOT. For the purposes of the evaluation each individual item shall be priced or, if included within another item, annotated accordingly identifying which item it is included within. ICN reserves the right to reject any priced schedules submitted with a tender which includes only summary costs or totals which are not fully completed.
5. Should the tenderer deem that a member of the Site Staff and Supervision team will not be required full time on projects within this LOT then the weekly rate shall be adjusted accordingly not the number of weeks. Consideration should be given that the rates inserted will be fixed for future AMP agreements (only subject to inflationary increases as noted above)
6. None of the measured quantities or descriptions are to be altered, all tendering bids are to be based upon a fixed price schedule for consistency.
7. Preliminaries are to be based on the contract period stated above based on traditional masonry construction. Each item is to be priced based on the relevant contract period. The period stated are for time on site and exclude lead in periods for discharge of pre-start planning conditions. Any other pre-start time costs should be included in the preliminaries. Any items not priced will be deemed not to be required on projects of a similar nature within the afoementioned LOT value range for the duration of the Framework Agreement.
8. Tenderers should allow the percentage for profit and corporate overhead [contractors margin] and these are to include: Contractors profit on net costs. Contracting companies corporate operating overheads on net costs which include cost of premises, employment of non site based staff [with the exception of visiting contract surveyors and construction manager] including estimators, customer care teams, business development managers, buyers, planners, resource, scheduling and programmers, directors and heads of departments, accounts, legal, financing, property costs, administration, IT, human resources, telecoms, transport and vehicles, corporate charges. All contractors contributions to Group overheads [where applicable]
9. The tenderer is to assume Fabric First construction to meet current Building Regulations with no renewables
10. The tenderer should note that non completion of one schedule will not be a compliant tender - both timber frame and traditional need to be completed
11. The tenderer shall complete the pricing schedule based upon the Affordable Rent specification and Standard House Type layouts (as included within the tender documentation) excluding all abnormal costs.
Preliminaries | Quantity | Unit | Rate | Total | Notes
Project specific management and Staff
Project Manager | 52 | weeks |  | 0
Contracts Manager | 52 | weeks |  | 0
Site Engineer | 52 | weeks |  | 0
Site Manager | 52 | weeks |  | 0
Finishing Foreman / Assistant Site Manager | 52 | weeks |  | 0
Labourer (including at handover) | 52 | weeks |  | 0
Quantity Surveying / Commercial Management | 52 | weeks |  | 0
Planner | 52 | weeks |  | 0
Health & Safety Officer | 52 | weeks |  | 0
Site establishment
Delivery of temp accomodation to site and removal on completion | 1 | Item |  | 0
Site office (inc furniture) | 52 | weeks |  | 0
Meeting room (inc furniture) | 52 | weeks |  | 0
Canteens and Kitchens | 52 | weeks |  | 0
Drying room | 52 | weeks |  | 0
Toilets and washrooms | 52 | weeks |  | 0
Secure stores | 52 | weeks |  | 0
Telephones and Photocopiers (connection and charges) | 52 | weeks |  | 0
IT systems with email and internet capability | 52 | weeks |  | 0
Consumables and services associated with site accommodation | 52 | weeks |  | 0
Fire points and fire fighting equipment | 1 | Item |  | 0
Main Contractor's Signboard | 1 | Item |  | 0
Client/Homes England signboard; production, installation and removal (as ER's) | 1 | Item |  | 0
Cleaning
Site cleaning | 52 | weeks |  | 0
Site set up
Tarmac and hardcore compound area | 1 | item |  | 0
Temporary roads incl demarcation for safe pedestrian and vehicular routes | 1 | item |  | 0
Temproary fencing to compound area | 1 | item |  | 0
Temporary security fencing to site perimeter | 1 | item |  | 0
Removal of compound on completion; reinstatement | 1 | item |  | 0
Temp Services incl all connections, disconnections and usage
Water supply | 52 | weeks |  | 0
Gas Supply | 52 | weeks |  | 0
Electric supply, Lighting and power | 52 | weeks |  | 0
Drainage | 52 | weeks |  | 0
Security
Night watchman | 52 | weeks |  | 0
Pedestrian gates | 1 | item |  | 0
Vehicular gates | 1 | item |  | 0
CCTV cameras set up costs | 1 | item |  | 0
CCTV weekly charge | 52 | weeks |  | 0
Material distribution
Forklift and driver | 26 | weeks |  | 0
Site plant
Small Dumper | 26 | weeks |  | 0
Mixer | 26 | weeks |  | 0
Road Sweeper including driver and fuel | 26 | weeks |  | 0
Excavator / mini digger including driver and fuel | 26 | weeks |  | 0
Small tools and equiptment | 26 | weeks |  | 0
Health and Safety
1st aid kit | 1 | item |  | 0
Health and safety site visits | 1 | item |  | 0
Falling from heights | 1 | item |  | 0
Scaffolding
External scaffolding including mat | 1 | item |  | 0
Adaption of Scaffolding | 1 | item |  | 0
Internal Scaffolding | 1 | item |  | 0
Fees and charges
Specialist site survey and level survey | 1 | item |  | 0
As built drawings and manuals | 1 | item |  | 0
CDM regulations and health and safety plan | 1 | item |  | 0
Considerate constructors scheme | 1 | item |  | 0
SAP calculations and energy performance certificates | 1 | item |  | 0
Robust details | 1 | item |  | 0
Building Control Fees | 1 | item |  | 0
Planning Condition Discharge Fees | 15 | no |  | 0 | tenderer to assume there are 15 conditions requiring discharge
Adoption Agreements for Section 278, 104 and 38 Agreements | 1 | item |  | 0 | tenderer to assume road and sewers on virtual plan to be adopted
NHBC (or equivalent) 12 year structural warranty cover | 1 | item |  | 0 | tenderer not to include for insolvency cover
Testing and reports
Methane and radon testing and reports | 1 | item |  | 0
Concrete testing and reports | 1 | item |  | 0
Dilapidation Surveys | 1 | Item |  | 0
Sound testing | 1 | item |  | 0
Air pressure tests | 1 | item |  | 0
Handover costs
Snagging costs / inspections | 1 | item |  | 0
Contract cleaners | 1 | item |  | 0
Clean to external areas | 1 | item |  | 0
Skips | 2 | no |  | 0
Lorry and tipping charges | 1 | item |  | 0
Resident handover packs | 20 | no |  | 0
Insurances and Guarantees
Project specific Insurances | 1 | Item |  | 0
6.5.1 Insurance | 1 | Item |  | 0
Performance bond / parent company guarantee / insolvency cover |  |  |  | NIL | Contractor to indicate on Supplier Questionnaire
Maintenance period
Defects / Maintenance to dwellings | 20 | no |  | 0
External areas - paths, paving and adopted areas | 1 | item |  | 0
Landscaped areas | 1 | item |  | 0
Total of preliminaries |  |  |  | 0
Total of preliminaries expressed as a weekly cost |  |  |  | 0
Overheads and Profit
Corporate overheads (expressed as a %) |  |  |  | 0%
Profit (expressed as a %) |  |  |  | 0%
Overheads and Profit Total |  |  |  | 0%
Construction Costs
2 bed 3 person Bungalow (constructed as detached unit) | Quantity | Unit | Rate | Total | No of units | Total
Substructures
Traditional strip foundation and lowest floor construction | 61.2 | m2 |  | 0 | 4 | 0
Superstructures
Superstructures | 61.2 | m2 |  | 0 | 4 | 0
Total cost for 2B3P bungalows (NDSS) | [5 empty] | 0
2 bed 4 person House (constructed as semi detached pair) | Quantity | Unit | Rate | Total | No of units | Total
Substructures
Traditional strip foundation and lowest floor construction (expressed as GIFA) | 70.1 | m2 |  | 0 | 4 | 0
Superstructures
Superstructures | 70.1 | m2 |  | 0 | 4 | 0
Total cost for 2B4P Houses (Non NDSS) | [5 empty] | 0
2 bed 4 person House (constructed as semi detached pair) | Quantity | Unit | Rate | Total | No of units | Total
Substructures
Traditional strip foundation and lowest floor construction (expressed as GIFA) | 80.1 | m2 |  | 0 | 2 | 0
Superstructures
Superstructures | 80.1 | m2 |  | 0 | 2 | 0
Total cost for 2B4P Houses (NDSS) | [5 empty] | 0
3 bed 5 person House (constructed as semi detached pair) | Quantity | Unit | Rate | Total | No of units | Total
Substructures
Traditional strip foundation and lowest floor construction (expressed as GIFA) | 84.7 | m2 |  | 0 | 4 | 0
Superstructures
Superstructures | 84.7 | m2 |  | 0 | 4 | 0
Total cost for 3B5P Houses (Non NDSS) | [5 empty] | 0
3 bed 5 person House (constructed as semi detached pair) | Quantity | Unit | Rate | Total | No of units | Total
Substructures
Traditional strip foundation and lowest floor construction (expressed as GIFA) | 93.7 | m2 |  | 0 | 2 | 0
Superstructures
Superstructures | 93.7 | m2 |  | 0 | 2 | 0
Total cost for 3B5P Houses (NDSS) | [5 empty] | 0
4 bed 6 person House (constructed as semi detached pair) | Quantity | Unit | Rate | Total | No of units | Total
Substructures
Traditional strip foundation and lowest floor construction (expressed as GIFA) | 97.9 | m2 |  | 0 | 2 | 0
Superstructures
Superstructures | 97.9 | m2 |  | 0 | 2 | 0
Total cost for 4B6P Houses (Non NDSS) | [5 empty] | 0
4 bed 6 person House (constructed as semi detached pair) | Quantity | Unit | Rate | Total | No of units | Total
Substructures
Traditional strip foundation and lowest floor construction (expressed as GIFA) | 108.5 | m2 |  | 0 | 2 | 0
Superstructures
Superstructures | 108.5 | m2 |  | 0 | 2 | 0
Total cost for 4B6P Houses (NDSS) | [5 empty] | 0
EXTERNAL WORKS | Quantity | Unit | Rate | Total
Site Preparation Works
Site Clearance (assume 300mm deep inert to landfil) | 4922 | m² |  | 0
Preparatory Groundworks | 4922 | m² |  | 0
Roads, Paths, Pavings and Surfacings
Adopted Road (black tarmac) including all kerbs and dropped kerbs | 575 | m² |  | 0
Adopted footpath 2m wide (black tarmac) including all edgings | 0 | m² |  | 0
Adopted footpath 400mm wide (black tarmac) including all edgings | 84 | m² |  | 0
Non Adopted Parking Space (black tarmac) | 441 | m² |  | 0
PCC concrete paving 600x600mm (PC sum £30/m2 supply) incl edgings | 541 | m² |  | 0
Soft Landscaping, Planting and Irrigation Systems
Turf and topsoil (300mm deep) | 1795 | m² |  | 0
External Planting | 449 | m² |  | 0
Plot timber gates | 20 | no |  | 0
1800mm high close boarded timber fencing, concrete gravel boards and post | 307 | lm |  | 0
2100mm high close boarded timber fencing, concrete gravel boards and post | 276 | lm |  | 0
External Drainage
Site wide Surface Water and Foul Water Drainage | 1 | item | 70000 | 70000 | PROV SUM
Plot drainage | 20 | item |  | 0
Land Drainage | 1 | item | 5000 | 5000 | PROV SUM
External Services
Water Mains Supply | 1 | item | 20000 | 20000 | PROV SUM
Electricity Mains Supply | 1 | item | 15000 | 15000 | PROV SUM
Gas Mains Supply | 1 | item | 20000 | 20000 | PROV SUM
Telecommunications and other Communication System Connections | 1 | item | 7000 | 7000 | PROV SUM
External Street Lighting Systems | 1 | item | 10000 | 10000 | PROV SUM
Builder's Work In Connection with External Services | 1 | item | 5000 | 5000 | PROV SUM
Total cost for External Works | [5 empty] | 152000
SUMMARY | [5 empty] | TOTAL COST
Preliminaries | [5 empty] | 0
Substructure | [5 empty] | 0
Superstructure | [5 empty] | 0
External Works | [5 empty] | 152000
Post Contract Design Fees at say 3% | [5 empty] | 4560
OH&P | [5 empty] | 0
TOTAL GREENFIELD SITE COST FOR 20 AFFORDABLE RENT UNITS IN TRADITIONAL CONSTRUCTION | [5 empty] | 156560
INNOVATION CHAIN NORTH
Framework of New build Construction Contractors 2020
PRICING SCHEDULE
TENDERER'S NAME | [insert]
LOW VALUE LOT L6
TIMBER FRAME CONSTRUCTION
LOCATION | South Yorkshire, Nottinghamshire, Lincolnshire, Derbyshire East
Virtual Project Scenario
Nature of project | New Build Affordable Rent Units |  |  | 20 no
Size (m2) and Mix (no) of units | 61.2 | 2B3P Bungalow |  | 4 | 244.8 | Type F
| 70.1 | 2B4P House |  | 4 | 280.4 | Type A
| 80.1 | 2B4P House |  | 2 | 160.2 | Type B
| 84.7 | 3B5P House |  | 4 | 338.8 | Type G
| 93.7 | 3B5P House |  | 2 | 187.4 | Type E
| 97.9 | 4B6P House |  | 2 | 195.8 | Type C
| 108.5 | 4B6P House |  | 2 | 217 | Type D
GIFA (m2) | 1624.4
Site Access | Good access direct from main road network
Vandalism risk | High risk - CCTV required with security guard nights and weekends
Length of Contract | 40 | working weeks
Base Date / Commencement Date | 31st January 2020
Form of Contract | JCT design and build 2016 with ICN Amendments
Pricing schedule notes and guidance
1. All rates submitted should be as outlined in the RICS NRM2 Preliminaries (Main Contract)
2. Accommodation and welfare provisions shall be in strict accordance with the CDM Regulations 2015
3. All rates submitted will be applied and used as a basis for the future negotiation of Fixed Price Contracts for all projects within the aforementioned LOT for the full duration of the Framework Agreement. Annual inflationary increases will be applied from the commencement date of the framework and shall be in accordance with BCIS Tender Price Indices or as evidenced to the satisfaction of the instructing client.
4. All items listed below may not be specifically required on every individual project within this LOT. For the purposes of the evaluation each individual item shall be priced or, if included within another item, annotated accordingly identifying which item it is included within. ICN reserves the right to reject any priced schedules submitted with a tender which includes only summary costs or totals which are not fully completed.
5. Should the tenderer deem that a member of the Site Staff and Supervision team will not be required full time on projects within this LOT then the weekly rate shall be adjusted accordingly not the number of weeks. Consideration should be given that the rates inserted will be fixed for future AMP agreements (only subject to inflationary increases as noted above)
6. None of the measured quantities or descriptions are to be altered, all tendering bids are to be based upon a fixed price schedule for consistency.
7. Preliminaries are to be based on the contract period stated above based on traditional masonry construction. Each item is to be priced based on the relevant contract period. The period stated are for time on site and exclude lead in periods for discharge of pre-start planning conditions. Any other pre-start time costs should be included in the preliminaries. Any items not priced will be deemed not to be required on projects of a similar nature within the afoementioned LOT value range for the duration of the Framework Agreement.
8. Tenderers should allow the percentage for profit and corporate overhead [contractors margin] and these are to include: Contractors profit on net costs. Contracting companies corporate operating overheads on net costs which include cost of premises, employment of non site based staff [with the exception of visiting contract surveyors and construction manager] including estimators, customer care teams, business development managers, buyers, planners, resource, scheduling and programmers, directors and heads of departments, accounts, legal, financing, property costs, administration, IT, human resources, telecoms, transport and vehicles, corporate charges. All contractors contributions to Group overheads [where applicable]
9. The tenderer is to assume Fabric First construction to meet current Building Regulations with no renewables
10. The tenderer should note that non completion of one schedule will not be a compliant tender - both timber frame and traditional need to be completed
11. The tenderer shall complete the pricing schedule based upon the Affordable Rent specification and Standard House Type layouts (as included within the tender documentation) excluding all abnormal costs.
12. The tenderer shall allow for any cranage and associated works within the timber frame superstructures rate not the preliminaries schedule.
Preliminaries | Quantity | Unit | Rate | Total | Notes
Project specific management and Staff
Project Manager | 40 | weeks |  | 0
Contracts Manager | 40 | weeks |  | 0
Site Engineer | 40 | weeks |  | 0
Site Manager | 40 | weeks |  | 0
Finishing Foreman / Assistant Site Manager | 40 | weeks |  | 0
Labourer (including at handover) | 40 | weeks |  | 0
Quantity Surveying /Commercial Management | 40 | weeks |  | 0
Planner | 40 | weeks |  | 0
Health & Safety Officer | 40 | weeks |  | 0
Site establishment
Delivery of temp accomodation to site and removal on completion | 1 | Item |  | 0
Site office (inc furniture) | 40 | weeks |  | 0
Meeting room (inc furniture) | 40 | weeks |  | 0
Canteens and Kitchens | 40 | weeks |  | 0
Drying room | 40 | weeks |  | 0
Toilets and washrooms | 40 | weeks |  | 0
Secure stores | 40 | weeks |  | 0
Telephones and Photocopiers (connection and charges) | 40 | weeks |  | 0
IT systems with email and internet capability | 40 | weeks |  | 0
Consumables and services associated with site accommodation | 40 | weeks |  | 0
Fire points and fire fighting equipment | 1 | Item |  | 0
Main Contractor's Signboard | 1 | Item |  | 0
Client/Homes England signboard; production, installation and removal (as ER's) | 1 | Item |  | 0
Cleaning
Site cleaning | 40 | weeks |  | 0
Site set up
Tarmac and hardcored compound area | 1 | item |  | 0
Temporary roads including demarcation for safe pedestrian and vehicular routes | 1 | item |  | 0
Temproary fencing to compound area | 1 | item |  | 0
Temporary security fencing to site perimeter | 1 | item |  | 0
Removal of compound on completion; reinstatement | 1 | item |  | 0
Temp Services incl all connections, disconnections and usage
Water supply | 40 | weeks |  | 0
Gas Supply | 40 | weeks |  | 0
Electric supply, Lighting and power | 40 | weeks |  | 0
Drainage | 40 | weeks |  | 0
Security
Night watchman | 40 | weeks |  | 0
Pedestrian gates | 1 | item |  | 0
Vehicular gates | 1 | item |  | 0
CCTV cameras set up costs | 1 | item |  | 0
CCTV weekly charge | 40 | weeks |  | 0
Material distribution
Forklift and driver | 20 | weeks |  | 0
Site plant
Small Dumper | 20 | weeks |  | 0
Mixer | 20 | weeks |  | 0
Road Sweeper including driver and fuel | 20 | weeks |  | 0
Excavator / mini digger including driver and fuel | 20 | weeks |  | 0
Small tools and equiptment | 20 | weeks |  | 0
Health and Safety
1st aid kit | 1 | item |  | 0
Health and safety site visits | 1 | item |  | 0
Falling from heights | 1 | item |  | 0
Scaffolding
External scaffolding including mat | 1 | item |  | 0
Adaption of Scaffolding | 1 | item |  | 0
Internal Scaffolding | 1 | item |  | 0
Fees and charges
Specialist site survey and level survey | 1 | item |  | 0
As built drawings and manuals | 1 | item |  | 0
CDM regulations and health and safety plan | 1 | item |  | 0
Considerate constructors scheme | 1 | item |  | 0
SAP calculations and energy performance certificates | 1 | item |  | 0
Robust details | 1 | item |  | 0
Building Control Fees | 1 | item |  | 0
Planning Condition Discharge Fees | 1 | item |  | 0 | tenderer to assume there are 15 conditions requiring discharge
Adoption Agreements for Section 278, 104 and 38 Agreements | 1 | item |  | 0 | tenderer to assume road and sewers on virtual plan to be adopted
NHBC (or equivalent) 12 year structural warranty cover | 1 | item |  | 0 | tenderer not to include for insolvency cover
Testing and reports
Methane and radon testing and reports | 1 | item |  | 0
Concrete testing and reports | 1 | item |  | 0
Dilapidation Surveys | 1 | Item |  | 0
Sound testing | 1 | item |  | 0
Air pressure tests | 1 | item |  | 0
Handover costs
Snagging costs | 1 | item |  | 0
Contract cleaners | 1 | item |  | 0
Clean to external areas | 1 | item |  | 0
Skips | 2 | no |  | 0
Lorry and tipping charges | 1 | item |  | 0
Resident handover packs | 20 | no |  | 0
Insurances and Guarantees
Project specific Insurance | 1 | Item |  | 0
6.5.1 Insurance | 1 | Item |  | 0
Performance bond / parent company guarantee / insolvency cover |  |  |  | NIL | Contractor to indicate on Supplier Questionnaire
Maintenance period
Defects/Maintenance to dwelling | 20 | no |  | 0
External areas - paths, paving and adopted areas | 1 | item |  | 0
Landscaped areas | 1 | item |  | 0
Total of preliminaries |  |  |  | 0
Total of preliminaries expressed as a weekly cost |  |  |  | 0
Overheads and Profit
Corporate overheads (expressed as a %) |  |  |  | 0%
Profit (expressed as a %) |  |  |  | 0%
Overheads and Profit Total |  |  |  | 0%
Construction Costs
2 bed 3 person Bungalow (constructed as detached unit) | Quantity | Unit | Rate | Total | No of units | Total
Substructures
Traditional strip foundation and lowest floor construction | 61.2 | m2 |  | 0 | 4 | 0
Superstructures
Superstructures | 61.2 | m2 |  | 0 | 4 | 0
Total cost for 2B3P bungalows (NDSS) | [5 empty] | 0
2 bed 4 person House (constructed as semi detached pair) | Quantity | Unit | Rate | Total | No of units | Total
Substructures
Traditional strip foundation and lowest floor construction (expressed as GIFA) | 70.1 | m2 |  | 0 | 4 | 0
Superstructures
Superstructures | 70.1 | m2 |  | 0 | 4 | 0
Total cost for 2B4P Houses (Non NDSS) | [5 empty] | 0
2 bed 4 person House (constructed as semi detached pair) | Quantity | Unit | Rate | Total | No of units | Total
Substructures
Traditional strip foundation and lowest floor construction (expressed as GIFA) | 80.1 | m2 |  | 0 | 2 | 0
Superstructures
Superstructures | 80.1 | m2 |  | 0 | 2 | 0
Total cost for 2B4P Houses (NDSS) | [5 empty] | 0
3 bed 5 person House (constructed as semi detached pair) | Quantity | Unit | Rate | Total | No of units | Total
Substructures
Traditional strip foundation and lowest floor construction (expressed as GIFA) | 84.7 | m2 |  | 0 | 4 | 0
Superstructures
Superstructures | 84.7 | m2 |  | 0 | 4 | 0
Total cost for 3B5P Houses (Non NDSS) | [5 empty] | 0
3 bed 5 person House (constructed as semi detached pair) | Quantity | Unit | Rate | Total | No of units | Total
Substructures
Traditional strip foundation and lowest floor construction (expressed as GIFA) | 93.7 | m2 |  | 0 | 2 | 0
Superstructures
Superstructures | 93.7 | m2 |  | 0 | 2 | 0
Total cost for 3B5P Houses (NDSS) | [5 empty] | 0
4 bed 6 person House (constructed as semi detached pair) | Quantity | Unit | Rate | Total | No of units | Total
Substructures
Traditional strip foundation and lowest floor construction (expressed as GIFA) | 97.9 | m2 |  | 0 | 2 | 0
Superstructures
Superstructures | 97.9 | m2 |  | 0 | 2 | 0
Total cost for 4B6P Houses (Non NDSS) | [5 empty] | 0
4 bed 6 person House (constructed as semi detached pair) | Quantity | Unit | Rate | Total | No of units | Total
Substructures
Traditional strip foundation and lowest floor construction (expressed as GIFA) | 108.5 | m2 |  | 0 | 2 | 0
Superstructures
Superstructures | 108.5 | m2 |  | 0 | 2 | 0
Total cost for 4B6P Houses (NDSS) | [5 empty] | 0
EXTERNAL WORKS | Quantity | Unit | Rate | Total
Site Preparation Works
Site Clearance (assume 300mm deep inert to landfil) | 4922 | m² |  | 0
Preparatory Groundworks | 4922 | m² |  | 0
Roads, Paths, Pavings and Surfacings
Adopted Road (black tarmac) including all kerbs and dropped kerbs | 575 | m² |  | 0
Adopted footpath 2m wide (black tarmac) including all edgings | 0 | m² |  | 0
Adopted footpath 400mm wide (black tarmac) including all edgings | 84 | m² |  | 0
Non Adopted Parking Space (black tarmac) | 441 | m² |  | 0
PCC concrete paving 600x600mm (PC sum £30/m2 supply) incl edgings | 541 | m² |  | 0
Soft Landscaping, Planting and Irrigation Systems
Turf and topsoil (300mm deep) | 1795 | m² |  | 0
External Planting | 449 | m² |  | 0
Plot timber gates | 20 | no |  | 0
1800mm high close boarded timber fencing, concrete gravel boards and post | 307 | lm |  | 0
2100mm high close boarded timber fencing, concrete gravel boards and post | 276 | lm |  | 0
External Drainage
Site wide Surface Water and Foul Water Drainage | 1 | item | 70000 | 70000 | PROV SUM
Plot drainage | 20 | no |  | 0
Land Drainage | 1 | item | 5000 | 5000 | PROV SUM
External Services
Water Mains Supply | 1 | item | 20000 | 20000 | PROV SUM
Electricity Mains Supply | 1 | item | 15000 | 15000 | PROV SUM
Gas Mains Supply | 1 | item | 20000 | 20000 | PROV SUM
Telecommunications and other Communication System Connections | 1 | item | 7000 | 7000 | PROV SUM
External Street Lighting Systems | 1 | item | 10000 | 10000 | PROV SUM
Builder's Work In Connection with External Services | 1 | item | 5000 | 5000 | PROV SUM
Total cost for External Works | [5 empty] | 152000
SUMMARY | [5 empty] | TOTAL COST
Preliminaries | [5 empty] | 0
Substructure | [5 empty] | 0
Superstructure | [5 empty] | 0
External Works | [5 empty] | 152000
Post Contract Design Fees at say 3% | [5 empty] | 4560
OHP | [5 empty] | 0
TOTAL GREENFIELD SITE COST FOR 20 AFFORDABLE RENT UNITS IN TIMBER FRAME CONSTRUCTION | [5 empty] | 156560
FINAL SUMMARY
TOTAL GREENFIELD SITE COST FOR 20 AFFORDABLE RENT UNITS IN TRADITIONAL CONSTRUCTION | [5 empty] | 156560
TOTAL GREENFIELD SITE COST FOR 20 AFFORDABLE RENT UNITS IN TIMBER FRAME CONSTRUCTION | [5 empty] | 156560
TOTAL COMBINED SITE COST FOR 20 AFFORDABLE RENT UNITS IN TIMBER FRAME CONSTRUCTION AND 20 UNITS IN TRADITIONAL CONSTRUCTION | [5 empty] | 313120

## High val Lot 1
INNOVATION CHAIN NORTH
Framework of New build Construction Contractors 2020
PRICING SCHEDULE
TENDERER'S NAME | [insert]
HIGH VALUE LOT H1
TRADITIONAL CONSTRUCTION
LOCATION | Greater Manchester, Merseyside, Cheshire, Derbyshire West, Staffordshire, Lancashire, Cumbria
Virtual Project Scenario
Nature of project | New Build Affordable Rent Units |  |  | 70 no
Size (m2) and Mix (no) of units | 61.2 | 2B3P Bungalow |  | 16 | 979.2 | Type F | NDSS
| 70.1 | 2B4P House |  | 10 | 701 | Type A | Non-NDSS
| 80.1 | 2B4P House |  | 8 | 640.8 | Type B | NDSS
| 84.7 | 3B5P House |  | 10 | 847 | Type G | Non-NDSS
| 93.7 | 3B5P House |  | 8 | 749.6 | Type E | NDSS
| 97.9 | 4B6P House |  | 8 | 783.2 | Type C | Non-NDSS
| 108.5 | 4B6P House |  | 10 | 1085 | Type D | NDSS
GIFA (m2) | 5785.8
Site Access | Good access direct from main adopted road network
Vandalism risk | High risk - CCTV required with security guard nights and weekends
Length of Contract | 85 | working weeks
Base Date / Commencement Date | 31st January 2020
Form of Contract | JCT Design and Build 2016 with ICN Amendments
Pricing schedule notes and guidance
1. All rates submitted should be as outlined in the RICS NRM2 Preliminaries (Main Contract)
2. Accommodation and welfare provisions shall be in strict accordance with the CDM Regulations 2015
3. All rates submitted will be applied and used as a basis for the future negotiation of Fixed Price Contracts for all projects within the aforementioned LOT for the full duration of the Framework Agreement. Annual inflationary increases will be applied from the commencement date of the framework and shall be in accordance with BCIS Tender Price Indices or as evidenced to the satisfaction of the instructing client.
4. All items listed below may not be specifically required on every individual project within this LOT. For the purposes of the evaluation each individual item shall be priced or, if included within another item, annotated accordingly identifying which item it is included within. ICN reserves the right to reject any priced schedules submitted with a tender which includes only summary costs or totals which are not fully completed.
5. Should the tenderer deem that a member of the Site Staff and Supervision team will not be required full time on projects within this LOT then the weekly rate shall be adjusted accordingly not the number of weeks. Consideration should be given that the rates inserted will be fixed for future AMP agreements (only subject to inflationary increases as noted above)
6. None of the measured quantities or descriptions are to be altered, all tendering bids are to be based upon a fixed price schedule for consistency.
7. Preliminaries are to be based on the contract period stated above based on traditional masonry construction. Each item is to be priced based on the relevant contract period. The period stated are for time on site and exclude lead in periods for discharge of pre-start planning conditions. Any other pre-start time costs should be included in the preliminaries. Any items not priced will be deemed not to be required on projects of a similar nature within the afoementioned LOT value range for the duration of the Framework Agreement.
8. Tenderers should allow the percentage for profit and corporate overhead [contractors margin] and these are to include: Contractors profit on net costs. Contracting companies corporate operating overheads on net costs which include cost of premises, employment of non site based staff [with the exception of visiting contract surveyors and construction manager] including estimators, customer care teams, business development managers, buyers, planners, resource, scheduling and programmers, directors and heads of departments, accounts, legal, financing, property costs, administration, IT, human resources, telecoms, transport and vehicles, corporate charges. All contractors contributions to Group overheads [where applicable]
9. The tenderer is to assume Fabric First construction to meet current Building Regulations with no renewables
10. The tenderer should note that non completion of one schedule will not be a compliant tender - both timber frame and traditional need to be completed
11. The tenderer shall complete the pricing schedule based upon the Affordable Rent specification and Standard House Type layouts (as included within the tender documentation) excluding all abnormal costs.
Preliminaries | Quantity | Unit | Rate | Total | Notes
Project specific management and Staff
Project Manager | 85 | weeks |  | 0
Contracts Manager | 85 | weeks |  | 0
Site Engineer | 85 | weeks |  | 0
Site Manager | 85 | weeks |  | 0
Finishing Foreman / Assistant Site Manager | 85 | weeks |  | 0
Labourer (including at handover) | 85 | weeks |  | 0
Quantity Surveying / Commercial Management | 85 | weeks |  | 0
Planner | 85 | weeks |  | 0
Health & Safety Officer | 85 | weeks |  | 0
Site establishment
Delivery of temp accomodation to site and removal on completion | 1 | Item |  | 0
Site office (inc furniture) | 85 | weeks |  | 0
Meeting room (inc furniture) | 85 | weeks |  | 0
Canteens and Kitchens | 85 | weeks |  | 0
Drying room | 85 | weeks |  | 0
Toilets and washrooms | 85 | weeks |  | 0
Secure stores | 85 | weeks |  | 0
Telephones and Photocopiers (connection and charges) | 85 | weeks |  | 0
IT systems with email and internet capability | 85 | weeks |  | 0
Consumables and services associated with site accommodation | 85 | weeks |  | 0
Fire points and fire fighting equipment | 1 | Item |  | 0
Main Contractor's Signboard | 1 | Item |  | 0
Client/Homes England signboard; production, installation and removal (as ER's) | 1 | Item |  | 0
Cleaning
Site cleaning | 85 | weeks |  | 0
Site set up
Tarmac and hardcore compound area | 1 | item |  | 0
Temporary roads incl demarcation for safe pedestrian and vehicular routes | 1 | item |  | 0
Temproary fencing to compound area | 1 | item |  | 0
Temporary security fencing to site perimeter | 1 | item |  | 0
Removal of compound on completion; reinstatement | 1 | item |  | 0
Temp Services incl all connections, disconnections and usage
Water supply | 85 | weeks |  | 0
Gas Supply | 85 | weeks |  | 0
Electric supply, Lighting and power | 85 | weeks |  | 0
Drainage | 85 | weeks |  | 0
Security
Night watchman | 85 | weeks |  | 0
Pedestrian gates | 1 | item |  | 0
Vehicular gates | 1 | item |  | 0
CCTV cameras set up costs | 1 | item |  | 0
CCTV weekly charge | 85 | weeks |  | 0
Material distribution
Forklift and driver | 42 | weeks |  | 0
Site plant
Small Dumper | 42 | weeks |  | 0
Mixer | 42 | weeks |  | 0
Road Sweeper including driver and fuel | 42 | weeks |  | 0
Excavator / mini digger including driver and fuel | 42 | weeks |  | 0
Small tools and equiptment | 42 | weeks |  | 0
Health and Safety
1st aid kit | 1 | item |  | 0
Health and safety site visits | 1 | item |  | 0
Falling from heights | 1 | item |  | 0
Scaffolding
External scaffolding including mat | 1 | item |  | 0
Adaption of Scaffolding | 1 | item |  | 0
Internal Scaffolding | 1 | item |  | 0
Fees and charges
Specialist site survey and level survey | 1 | item |  | 0
As built drawings and manuals | 1 | item |  | 0
CDM regulations and health and safety plan | 1 | item |  | 0
Considerate constructors scheme | 1 | item |  | 0
SAP calculations and energy performance certificates | 1 | item |  | 0
Robust details | 1 | item |  | 0
Building Control Fees | 1 | item |  | 0
Planning Condition Discharge Fees | 15 | no |  | 0 | tenderer to assume there are 15 conditions requiring discharge
Adoption Agreements for Section 278, 104 and 38 Agreements | 1 | item |  | 0 | tenderer to assume road and sewers on virtual plan to be adopted
NHBC (or equivalent) 12 year structural warranty cover | 1 | item |  | 0 | tenderer not to include for insolvency cover
Testing and reports
Methane and radon testing and reports | 1 | item |  | 0
Concrete testing and reports | 1 | item |  | 0
Dilapidation Surveys | 1 | Item |  | 0
Sound testing | 1 | item |  | 0
Air pressure tests | 1 | item |  | 0
Handover costs
Snagging costs / inspections | 1 | item |  | 0
Contract cleaners | 1 | item |  | 0
Clean to external areas | 1 | item |  | 0
Skips | 10 | no |  | 0
Lorry and tipping charges | 1 | item |  | 0
Resident handover packs | 70 | no |  | 0
Insurances and Guarantees
Project specific Insurances | 1 | Item |  | 0
6.5.1 Insurance | 1 | Item |  | 0
Performance bond / parent company guarantee / insolvency cover |  |  |  | NIL | Contractor to indicate on Supplier Questionnaire
Maintenance period
Defects / Maintenance to dwellings | 70 | no |  | 0
External areas - paths, paving and adopted areas | 1 | item |  | 0
Landscaped areas | 1 | item |  | 0
Total of preliminaries |  |  |  | 0
Total of preliminaries expressed as a weekly cost |  |  |  | 0
Overheads and Profit
Corporate overheads (expressed as a %) |  |  |  | 0%
Profit (expressed as a %) |  |  |  | 0%
Overheads and Profit Total |  |  |  | 0%
Construction Costs
2 bed 3 person Bungalow (constructed as detached unit) | Quantity | Unit | Rate | Total | No of units | Total
Substructures
Traditional strip foundation and lowest floor construction | 61.2 | m2 |  | 0 | 16 | 0
Superstructures
Superstructures | 61.2 | m2 |  | 0 | 16 | 0
Total cost for 2B3P bungalows (NDSS) | [5 empty] | 0
2 bed 4 person House (constructed as semi detached pair) | Quantity | Unit | Rate | Total | No of units | Total
Substructures
Traditional strip foundation and lowest floor construction (expressed as GIFA) | 70.1 | m2 |  | 0 | 10 | 0
Superstructures
Superstructures | 70.1 | m2 |  | 0 | 10 | 0
Total cost for 2B4P Houses (Non NDSS) | [5 empty] | 0
2 bed 4 person House (constructed as semi detached pair) | Quantity | Unit | Rate | Total | No of units | Total
Substructures
Traditional strip foundation and lowest floor construction (expressed as GIFA) | 80.1 | m2 |  | 0 | 8 | 0
Superstructures
Superstructures | 80.1 | m2 |  | 0 | 8 | 0
Total cost for 2B4P Houses (NDSS) | [5 empty] | 0
3 bed 5 person House (constructed as semi detached pair) | Quantity | Unit | Rate | Total | No of units | Total
Substructures
Traditional strip foundation and lowest floor construction (expressed as GIFA) | 84.7 | m2 |  | 0 | 10 | 0
Superstructures
Superstructures | 84.7 | m2 |  | 0 | 10 | 0
Total cost for 3B5P Houses (Non NDSS) | [5 empty] | 0
3 bed 5 person House (constructed as semi detached pair) | Quantity | Unit | Rate | Total | No of units | Total
Substructures
Traditional strip foundation and lowest floor construction (expressed as GIFA) | 93.7 | m2 |  | 0 | 8 | 0
Superstructures
Superstructures | 93.7 | m2 |  | 0 | 8 | 0
Total cost for 3B5P Houses (NDSS) | [5 empty] | 0
4 bed 6 person House (constructed as semi detached pair) | Quantity | Unit | Rate | Total | No of units | Total
Substructures
Traditional strip foundation and lowest floor construction (expressed as GIFA) | 97.9 | m2 |  | 0 | 8 | 0
Superstructures
Superstructures | 97.9 | m2 |  | 0 | 8 | 0
Total cost for 4B6P Houses (Non NDSS) | [5 empty] | 0
4 bed 6 person House (constructed as semi detached pair) | Quantity | Unit | Rate | Total | No of units | Total
Substructures
Traditional strip foundation and lowest floor construction (expressed as GIFA) | 108.5 | m2 |  | 0 | 10 | 0
Superstructures
Superstructures | 108.5 | m2 |  | 0 | 10 | 0
Total cost for 4B6P Houses (NDSS) | [5 empty] | 0
EXTERNAL WORKS | Quantity | Unit | Rate | Total
Site Preparation Works
Site Clearance (assume 300mm deep inert to landfil) | 22372 | m² |  | 0
Preparatory Groundworks | 22372 | m² |  | 0
Roads, Paths, Pavings and Surfacings
Adopted Road (black tarmac) including all kerbs and dropped kerbs | 3299 | m² |  | 0
Adopted footpath 2m wide (black tarmac) including all edgings | 726 | m² |  | 0
Adopted footpath 400mm wide (black tarmac) including all edgings | 380 | m² |  | 0
Non Adopted Parking Space (black tarmac) | 2794 | m² |  | 0
PCC concrete paving 600x600mm (PC sum £30/m2 supply) incl edgings | 1827 | m² |  | 0
Soft Landscaping, Planting and Irrigation Systems
Turf and topsoil (300mm deep) | 7817 | m² |  | 0
External Planting | 1954 | m² |  | 0
Plot timber gates | 70 | no |  | 0
1800mm high close boarded timber fencing, concrete gravel boards and post | 1330 | lm |  | 0
2100mm high close boarded timber fencing, concrete gravel boards and post | 634 | lm |  | 0
External Drainage
Site wide Surface Water and Foul Water Drainage | 1 | item | 245000 | 245000 | PROV SUM
Plot drainage | 70 | item |  | 0
Land Drainage | 1 | item | 17500 | 17500 | PROV SUM
External Services
Water Mains Supply | 1 | item | 70000 | 70000 | PROV SUM
Electricity Mains Supply | 1 | item | 52500 | 52500 | PROV SUM
Gas Mains Supply | 1 | item | 70000 | 70000 | PROV SUM
Telecommunications and other Communication System Connections | 1 | item | 24500 | 24500 | PROV SUM
External Street Lighting Systems | 1 | item | 35000 | 35000 | PROV SUM
Builder's Work In Connection with External Services | 1 | item | 17500 | 17500 | PROV SUM
Total cost for External Works | [5 empty] | 532000
SUMMARY | [5 empty] | TOTAL COST
Preliminaries | [5 empty] | 0
Substructure | [5 empty] | 0
Superstructure | [5 empty] | 0
External Works | [5 empty] | 532000
Post Contract Design Fees at say 3% | [5 empty] | 15960
OH&P | [5 empty] | 0
TOTAL GREENFIELD SITE COST FOR 70 AFFORDABLE RENT UNITS IN TRADITIONAL CONSTRUCTION | [5 empty] | 547960
INNOVATION CHAIN NORTH
Framework of New build Construction Contractors 2020
PRICING SCHEDULE
TENDERER'S NAME | [insert]
HIGH VALUE LOT H1
TIMBER FRAME CONSTRUCTION
LOCATION | Greater Manchester, Merseyside, Cheshire, Derbyshire West, Staffordshire, Lancashire, Cumbria
Virtual Project Scenario
Nature of project | New Build Affordable Rent Units |  |  | 70 no
Size (m2) and Mix (no) of units | 61.2 | 2B3P Bungalow |  | 16 | 979.2 | Type F
| 70.1 | 2B4P House |  | 10 | 701 | Type A
| 80.1 | 2B4P House |  | 8 | 640.8 | Type B
| 84.7 | 3B5P House |  | 10 | 847 | Type G
| 93.7 | 3B5P House |  | 8 | 749.6 | Type E
| 97.9 | 4B6P House |  | 8 | 783.2 | Type C
| 108.5 | 4B6P House |  | 10 | 1085 | Type D
GIFA (m2) | 5785.8
Site Access | Good access direct from main road network
Vandalism risk | High risk - CCTV required with security guard nights and weekends
Length of Contract | 72 | working weeks
Base Date / Commencement Date | 31st January 2020
Form of Contract | JCT design and build 2016 with ICN Amendments
Pricing schedule notes and guidance
1. All rates submitted should be as outlined in the RICS NRM2 Preliminaries (Main Contract)
2. Accommodation and welfare provisions shall be in strict accordance with the CDM Regulations 2015
3. All rates submitted will be applied and used as a basis for the future negotiation of Fixed Price Contracts for all projects within the aforementioned LOT for the full duration of the Framework Agreement. Annual inflationary increases will be applied from the commencement date of the framework and shall be in accordance with BCIS Tender Price Indices or as evidenced to the satisfaction of the instructing client.
4. All items listed below may not be specifically required on every individual project within this LOT. For the purposes of the evaluation each individual item shall be priced or, if included within another item, annotated accordingly identifying which item it is included within. ICN reserves the right to reject any priced schedules submitted with a tender which includes only summary costs or totals which are not fully completed.
5. Should the tenderer deem that a member of the Site Staff and Supervision team will not be required full time on projects within this LOT then the weekly rate shall be adjusted accordingly not the number of weeks. Consideration should be given that the rates inserted will be fixed for future AMP agreements (only subject to inflationary increases as noted above)
6. None of the measured quantities or descriptions are to be altered, all tendering bids are to be based upon a fixed price schedule for consistency.
7. Preliminaries are to be based on the contract period stated above based on traditional masonry construction. Each item is to be priced based on the relevant contract period. The period stated are for time on site and exclude lead in periods for discharge of pre-start planning conditions. Any other pre-start time costs should be included in the preliminaries. Any items not priced will be deemed not to be required on projects of a similar nature within the afoementioned LOT value range for the duration of the Framework Agreement.
8. Tenderers should allow the percentage for profit and corporate overhead [contractors margin] and these are to include: Contractors profit on net costs. Contracting companies corporate operating overheads on net costs which include cost of premises, employment of non site based staff [with the exception of visiting contract surveyors and construction manager] including estimators, customer care teams, business development managers, buyers, planners, resource, scheduling and programmers, directors and heads of departments, accounts, legal, financing, property costs, administration, IT, human resources, telecoms, transport and vehicles, corporate charges. All contractors contributions to Group overheads [where applicable]
9. The tenderer is to assume Fabric First construction to meet current Building Regulations with no renewables
10. The tenderer should note that non completion of one schedule will not be a compliant tender - both timber frame and traditional need to be completed
11. The tenderer shall complete the pricing schedule based upon the Affordable Rent specification and Standard House Type layouts (as included within the tender documentation) excluding all abnormal costs.
12. The tenderer shall allow for any cranage and associated works within the timber frame superstructures rate not the preliminaries schedule.
Preliminaries | Quantity | Unit | Rate | Total | Notes
Project specific management and Staff
Project Manager | 72 | weeks |  | 0
Contracts Manager | 72 | weeks |  | 0
Site Engineer | 72 | weeks |  | 0
Site Manager | 72 | weeks |  | 0
Finishing Foreman / Assistant Site Manager | 72 | weeks |  | 0
Labourer (including at handover) | 72 | weeks |  | 0
Quantity Surveying /Commercial Management | 72 | weeks |  | 0
Planner | 72 | weeks |  | 0
Health & Safety Officer | 72 | weeks |  | 0
Site establishment
Delivery of temp accomodation to site and removal on completion | 1 | Item |  | 0
Site office (inc furniture) | 72 | weeks |  | 0
Meeting room (inc furniture) | 72 | weeks |  | 0
Canteens and Kitchens | 72 | weeks |  | 0
Drying room | 72 | weeks |  | 0
Toilets and washrooms | 72 | weeks |  | 0
Secure stores | 72 | weeks |  | 0
Telephones and Photocopiers (connection and charges) | 72 | weeks |  | 0
IT systems with email and internet capability | 72 | weeks |  | 0
Consumables and services associated with site accommodation | 72 | weeks |  | 0
Fire points and fire fighting equipment | 1 | Item |  | 0
Main Contractor's Signboard | 1 | Item |  | 0
Client/Homes England signboard; production, installation and removal (as ER's) | 1 | Item |  | 0
Cleaning
Site cleaning | 72 | weeks |  | 0
Site set up
Tarmac and hardcored compound area | 1 | item |  | 0
Temporary roads including demarcation for safe pedestrian and vehicular routes | 1 | item |  | 0
Temproary fencing to compound area | 1 | item |  | 0
Temporary security fencing to site perimeter | 1 | item |  | 0
Removal of compound on completion; reinstatement | 1 | item |  | 0
Temp Services incl all connections, disconnections and usage
Water supply | 72 | weeks |  | 0
Gas Supply | 72 | weeks |  | 0
Electric supply, Lighting and power | 72 | weeks |  | 0
Drainage | 72 | weeks |  | 0
Security
Night watchman | 72 | weeks |  | 0
Pedestrian gates | 1 | item |  | 0
Vehicular gates | 1 | item |  | 0
CCTV cameras set up costs | 1 | item |  | 0
CCTV weekly charge | 72 | weeks |  | 0
Material distribution
Forklift and driver | 36 | weeks |  | 0
Site plant
Small Dumper | 36 | weeks |  | 0
Mixer | 36 | weeks |  | 0
Road Sweeper including driver and fuel | 36 | weeks |  | 0
Excavator / mini digger including driver and fuel | 36 | weeks |  | 0
Small tools and equiptment | 36 | weeks |  | 0
Health and Safety
1st aid kit | 1 | item |  | 0
Health and safety site visits | 1 | item |  | 0
Falling from heights | 1 | item |  | 0
Scaffolding
External scaffolding including mat | 1 | item |  | 0
Adaption of Scaffolding | 1 | item |  | 0
Internal Scaffolding | 1 | item |  | 0
Fees and charges
Specialist site survey and level survey | 1 | item |  | 0
As built drawings and manuals | 1 | item |  | 0
CDM regulations and health and safety plan | 1 | item |  | 0
Considerate constructors scheme | 1 | item |  | 0
SAP calculations and energy performance certificates | 1 | item |  | 0
Robust details | 1 | item |  | 0
Building Control Fees | 1 | item |  | 0
Planning Condition Discharge Fees | 1 | item |  | 0 | tenderer to assume there are 15 conditions requiring discharge
Adoption Agreements for Section 278, 104 and 38 Agreements | 1 | item |  | 0 | tenderer to assume road and sewers on virtual plan to be adopted
NHBC (or equivalent) 12 year structural warranty cover | 1 | item |  | 0 | tenderer not to include for insolvency cover
Testing and reports
Methane and radon testing and reports | 1 | item |  | 0
Concrete testing and reports | 1 | item |  | 0
Dilapidation Surveys | 1 | Item |  | 0
Sound testing | 1 | item |  | 0
Air pressure tests | 1 | item |  | 0
Handover costs
Snagging costs | 1 | item |  | 0
Contract cleaners | 1 | item |  | 0
Clean to external areas | 1 | item |  | 0
Skips | 10 | no |  | 0
Lorry and tipping charges | 1 | item |  | 0
Resident handover packs | 70 | no |  | 0
Insurances and Guarantees
Project specific Insurance | 1 | Item |  | 0
6.5.1 Insurance | 1 | Item |  | 0
Performance bond / parent company guarantee / insolvency cover |  |  |  | NIL | Contractor to indicate on Supplier Questionnaire
Maintenance period
Defects/Maintenance to dwelling | 70 | no |  | 0
External areas - paths, paving and adopted areas | 1 | item |  | 0
Landscaped areas | 1 | item |  | 0
Total of preliminaries |  |  |  | 0
Total of preliminaries expressed as a weekly cost |  |  |  | 0
Overheads and Profit
Corporate overheads (expressed as a %) |  |  |  | 0%
Profit (expressed as a %) |  |  |  | 0%
Overheads and Profit Total |  |  |  | 0%
Construction Costs
2 bed 3 person Bungalow (constructed as detached unit) | Quantity | Unit | Rate | Total | No of units | Total
Substructures
Traditional strip foundation and lowest floor construction | 61.2 | m2 |  | 0 | 16 | 0
Superstructures
Superstructures | 61.2 | m2 |  | 0 | 16 | 0
Total cost for 2B3P bungalows (NDSS) | [5 empty] | 0
2 bed 4 person House (constructed as semi detached pair) | Quantity | Unit | Rate | Total | No of units | Total
Substructures
Traditional strip foundation and lowest floor construction (expressed as GIFA) | 70.1 | m2 |  | 0 | 10 | 0
Superstructures
Superstructures | 70.1 | m2 |  | 0 | 10 | 0
Total cost for 2B4P Houses (Non NDSS) | [5 empty] | 0
2 bed 4 person House (constructed as semi detached pair) | Quantity | Unit | Rate | Total | No of units | Total
Substructures
Traditional strip foundation and lowest floor construction (expressed as GIFA) | 80.1 | m2 |  | 0 | 8 | 0
Superstructures
Superstructures | 80.1 | m2 |  | 0 | 8 | 0
Total cost for 2B4P Houses (NDSS) | [5 empty] | 0
3 bed 5 person House (constructed as semi detached pair) | Quantity | Unit | Rate | Total | No of units | Total
Substructures
Traditional strip foundation and lowest floor construction (expressed as GIFA) | 84.7 | m2 |  | 0 | 10 | 0
Superstructures
Superstructures | 84.7 | m2 |  | 0 | 10 | 0
Total cost for 3B5P Houses (Non NDSS) | [5 empty] | 0
3 bed 5 person House (constructed as semi detached pair) | Quantity | Unit | Rate | Total | No of units | Total
Substructures
Traditional strip foundation and lowest floor construction (expressed as GIFA) | 93.7 | m2 |  | 0 | 8 | 0
Superstructures
Superstructures | 93.7 | m2 |  | 0 | 8 | 0
Total cost for 3B5P Houses (NDSS) | [5 empty] | 0
4 bed 6 person House (constructed as semi detached pair) | Quantity | Unit | Rate | Total | No of units | Total
Substructures
Traditional strip foundation and lowest floor construction (expressed as GIFA) | 97.9 | m2 |  | 0 | 8 | 0
Superstructures
Superstructures | 97.9 | m2 |  | 0 | 8 | 0
Total cost for 4B6P Houses (Non NDSS) | [5 empty] | 0
4 bed 6 person House (constructed as semi detached pair) | Quantity | Unit | Rate | Total | No of units | Total
Substructures
Traditional strip foundation and lowest floor construction (expressed as GIFA) | 108.5 | m2 |  | 0 | 10 | 0
Superstructures
Superstructures | 108.5 | m2 |  | 0 | 10 | 0
Total cost for 4B6P Houses (NDSS) | [5 empty] | 0
EXTERNAL WORKS | Quantity | Unit | Rate | Total
Site Preparation Works
Site Clearance (assume 300mm deep inert to landfil) | 22372 | m² |  | 0
Preparatory Groundworks | 22372 | m² |  | 0
Roads, Paths, Pavings and Surfacings
Adopted Road (black tarmac) including all kerbs and dropped kerbs | 3299 | m² |  | 0
Adopted footpath 2m wide (black tarmac) including all edgings | 726 | m² |  | 0
Adopted footpath 400mm wide (black tarmac) including all edgings | 380 | m² |  | 0
Non Adopted Parking Space (black tarmac) | 2794 | m² |  | 0
PCC concrete paving 600x600mm (PC sum £30/m2 supply) incl edgings | 1827 | m² |  | 0
Soft Landscaping, Planting and Irrigation Systems
Turf and topsoil (300mm deep) | 7817 | m² |  | 0
External Planting | 1954 | m² |  | 0
Plot timber gates | 70 | no |  | 0
1800mm high close boarded timber fencing, concrete gravel boards and post | 1330 | lm |  | 0
2100mm high close boarded timber fencing, concrete gravel boards and post | 634 | lm |  | 0
External Drainage
Site wide Surface Water and Foul Water Drainage | 1 | item | 245000 | 245000 | PROV SUM
Plot drainage | 70 | no |  | 0
Land Drainage | 1 | item | 17500 | 17500 | PROV SUM
External Services
Water Mains Supply | 1 | item | 70000 | 70000 | PROV SUM
Electricity Mains Supply | 1 | item | 52500 | 52500 | PROV SUM
Gas Mains Supply | 1 | item | 70000 | 70000 | PROV SUM
Telecommunications and other Communication System Connections | 1 | item | 24500 | 24500 | PROV SUM
External Street Lighting Systems | 1 | item | 35000 | 35000 | PROV SUM
Builder's Work In Connection with External Services | 1 | item | 17500 | 17500 | PROV SUM
Total cost for External Works | [5 empty] | 532000
SUMMARY | [5 empty] | TOTAL COST
Preliminaries | [5 empty] | 0
Substructure | [5 empty] | 0
Superstructure | [5 empty] | 0
External Works | [5 empty] | 532000
Post Contract Design Fees at say 3% | [5 empty] | 15960
OHP | [5 empty] | 0
TOTAL GREENFIELD SITE COST FOR 70 AFFORDABLE RENT UNITS IN TIMBER FRAME CONSTRUCTION | [5 empty] | 547960
FINAL SUMMARY
TOTAL GREENFIELD SITE COST FOR 70 AFFORDABLE RENT UNITS IN TRADITIONAL CONSTRUCTION | [5 empty] | 547960
TOTAL GREENFIELD SITE COST FOR 70 AFFORDABLE RENT UNITS IN TIMBER FRAME CONSTRUCTION | [5 empty] | 547960
TOTAL COMBINED SITE COST FOR 70 AFFORDABLE RENT UNITS IN TIMBER FRAME CONSTRUCTION AND 70 UNITS IN TRADITIONAL CONSTRUCTION | [5 empty] | 1095920

## High val Lot 2
INNOVATION CHAIN NORTH
Framework of New build Construction Contractors 2020
PRICING SCHEDULE
TENDERER'S NAME | [insert]
HIGH VALUE LOT H2
TRADITIONAL CONSTRUCTION
LOCATION | Northumberland, Tyne & Wear, Durham, North Yorkshire, West Yorkshire, East Riding of Yorkshire, South Yorkshire, Nottinghamshire, Lincolnshire, Derbyshire East
Virtual Project Scenario
Nature of project | New Build Affordable Rent Units |  |  | 70 no
Size (m2) and Mix (no) of units | 61.2 | 2B3P Bungalow |  | 16 | 979.2 | Type F | NDSS
| 70.1 | 2B4P House |  | 10 | 701 | Type A | Non-NDSS
| 80.1 | 2B4P House |  | 8 | 640.8 | Type B | NDSS
| 84.7 | 3B5P House |  | 10 | 847 | Type G | Non-NDSS
| 93.7 | 3B5P House |  | 8 | 749.6 | Type E | NDSS
| 97.9 | 4B6P House |  | 8 | 783.2 | Type C | Non-NDSS
| 108.5 | 4B6P House |  | 10 | 1085 | Type D | NDSS
GIFA (m2) | 5785.8
Site Access | Good access direct from main adopted road network
Vandalism risk | High risk - CCTV required with security guard nights and weekends
Length of Contract | 85 | working weeks
Base Date / Commencement Date | 31st January 2020
Form of Contract | JCT Design and Build 2016 with ICN Amendments
Pricing schedule notes and guidance
1. All rates submitted should be as outlined in the RICS NRM2 Preliminaries (Main Contract)
2. Accommodation and welfare provisions shall be in strict accordance with the CDM Regulations 2015
3. All rates submitted will be applied and used as a basis for the future negotiation of Fixed Price Contracts for all projects within the aforementioned LOT for the full duration of the Framework Agreement. Annual inflationary increases will be applied from the commencement date of the framework and shall be in accordance with BCIS Tender Price Indices or as evidenced to the satisfaction of the instructing client.
4. All items listed below may not be specifically required on every individual project within this LOT. For the purposes of the evaluation each individual item shall be priced or, if included within another item, annotated accordingly identifying which item it is included within. ICN reserves the right to reject any priced schedules submitted with a tender which includes only summary costs or totals which are not fully completed.
5. Should the tenderer deem that a member of the Site Staff and Supervision team will not be required full time on projects within this LOT then the weekly rate shall be adjusted accordingly not the number of weeks. Consideration should be given that the rates inserted will be fixed for future AMP agreements (only subject to inflationary increases as noted above)
6. None of the measured quantities or descriptions are to be altered, all tendering bids are to be based upon a fixed price schedule for consistency.
7. Preliminaries are to be based on the contract period stated above based on traditional masonry construction. Each item is to be priced based on the relevant contract period. The period stated are for time on site and exclude lead in periods for discharge of pre-start planning conditions. Any other pre-start time costs should be included in the preliminaries. Any items not priced will be deemed not to be required on projects of a similar nature within the afoementioned LOT value range for the duration of the Framework Agreement.
8. Tenderers should allow the percentage for profit and corporate overhead [contractors margin] and these are to include: Contractors profit on net costs. Contracting companies corporate operating overheads on net costs which include cost of premises, employment of non site based staff [with the exception of visiting contract surveyors and construction manager] including estimators, customer care teams, business development managers, buyers, planners, resource, scheduling and programmers, directors and heads of departments, accounts, legal, financing, property costs, administration, IT, human resources, telecoms, transport and vehicles, corporate charges. All contractors contributions to Group overheads [where applicable]
9. The tenderer is to assume Fabric First construction to meet current Building Regulations with no renewables
10. The tenderer should note that non completion of one schedule will not be a compliant tender - both timber frame and traditional need to be completed
11. The tenderer shall complete the pricing schedule based upon the Affordable Rent specification and Standard House Type layouts (as included within the tender documentation) excluding all abnormal costs.
Preliminaries | Quantity | Unit | Rate | Total | Notes
Project specific management and Staff
Project Manager | 85 | weeks |  | 0
Contracts Manager | 85 | weeks |  | 0
Site Engineer | 85 | weeks |  | 0
Site Manager | 85 | weeks |  | 0
Finishing Foreman / Assistant Site Manager | 85 | weeks |  | 0
Labourer (including at handover) | 85 | weeks |  | 0
Quantity Surveying / Commercial Management | 85 | weeks |  | 0
Planner | 85 | weeks |  | 0
Health & Safety Officer | 85 | weeks |  | 0
Site establishment
Delivery of temp accomodation to site and removal on completion | 1 | Item |  | 0
Site office (inc furniture) | 85 | weeks |  | 0
Meeting room (inc furniture) | 85 | weeks |  | 0
Canteens and Kitchens | 85 | weeks |  | 0
Drying room | 85 | weeks |  | 0
Toilets and washrooms | 85 | weeks |  | 0
Secure stores | 85 | weeks |  | 0
Telephones and Photocopiers (connection and charges) | 85 | weeks |  | 0
IT systems with email and internet capability | 85 | weeks |  | 0
Consumables and services associated with site accommodation | 85 | weeks |  | 0
Fire points and fire fighting equipment | 1 | Item |  | 0
Main Contractor's Signboard | 1 | Item |  | 0
Client/Homes England signboard; production, installation and removal (as ER's) | 1 | Item |  | 0
Cleaning
Site cleaning | 85 | weeks |  | 0
Site set up
Tarmac and hardcore compound area | 1 | item |  | 0
Temporary roads incl demarcation for safe pedestrian and vehicular routes | 1 | item |  | 0
Temproary fencing to compound area | 1 | item |  | 0
Temporary security fencing to site perimeter | 1 | item |  | 0
Removal of compound on completion; reinstatement | 1 | item |  | 0
Temp Services incl all connections, disconnections and usage
Water supply | 85 | weeks |  | 0
Gas Supply | 85 | weeks |  | 0
Electric supply, Lighting and power | 85 | weeks |  | 0
Drainage | 85 | weeks |  | 0
Security
Night watchman | 85 | weeks |  | 0
Pedestrian gates | 1 | item |  | 0
Vehicular gates | 1 | item |  | 0
CCTV cameras set up costs | 1 | item |  | 0
CCTV weekly charge | 85 | weeks |  | 0
Material distribution
Forklift and driver | 42 | weeks |  | 0
Site plant
Small Dumper | 42 | weeks |  | 0
Mixer | 42 | weeks |  | 0
Road Sweeper including driver and fuel | 42 | weeks |  | 0
Excavator / mini digger including driver and fuel | 42 | weeks |  | 0
Small tools and equiptment | 42 | weeks |  | 0
Health and Safety
1st aid kit | 1 | item |  | 0
Health and safety site visits | 1 | item |  | 0
Falling from heights | 1 | item |  | 0
Scaffolding
External scaffolding including mat | 1 | item |  | 0
Adaption of Scaffolding | 1 | item |  | 0
Internal Scaffolding | 1 | item |  | 0
Fees and charges
Specialist site survey and level survey | 1 | item |  | 0
As built drawings and manuals | 1 | item |  | 0
CDM regulations and health and safety plan | 1 | item |  | 0
Considerate constructors scheme | 1 | item |  | 0
SAP calculations and energy performance certificates | 1 | item |  | 0
Robust details | 1 | item |  | 0
Building Control Fees | 1 | item |  | 0
Planning Condition Discharge Fees | 15 | no |  | 0 | tenderer to assume there are 15 conditions requiring discharge
Adoption Agreements for Section 278, 104 and 38 Agreements | 1 | item |  | 0 | tenderer to assume road and sewers on virtual plan to be adopted
NHBC (or equivalent) 12 year structural warranty cover | 1 | item |  | 0 | tenderer not to include for insolvency cover
Testing and reports
Methane and radon testing and reports | 1 | item |  | 0
Concrete testing and reports | 1 | item |  | 0
Dilapidation Surveys | 1 | Item |  | 0
Sound testing | 1 | item |  | 0
Air pressure tests | 1 | item |  | 0
Handover costs
Snagging costs / inspections | 1 | item |  | 0
Contract cleaners | 1 | item |  | 0
Clean to external areas | 1 | item |  | 0
Skips | 10 | no |  | 0
Lorry and tipping charges | 1 | item |  | 0
Resident handover packs | 70 | no |  | 0
Insurances and Guarantees
Project specific Insurances | 1 | Item |  | 0
6.5.1 Insurance | 1 | Item |  | 0
Performance bond / parent company guarantee / insolvency cover |  |  |  | NIL | Contractor to indicate on Supplier Questionnaire
Maintenance period
Defects / Maintenance to dwellings | 70 | no |  | 0
External areas - paths, paving and adopted areas | 1 | item |  | 0
Landscaped areas | 1 | item |  | 0
Total of preliminaries |  |  |  | 0
Total of preliminaries expressed as a weekly cost |  |  |  | 0
Overheads and Profit
Corporate overheads (expressed as a %) |  |  |  | 0%
Profit (expressed as a %) |  |  |  | 0%
Overheads and Profit Total |  |  |  | 0%
Construction Costs
2 bed 3 person Bungalow (constructed as detached unit) | Quantity | Unit | Rate | Total | No of units | Total
Substructures
Traditional strip foundation and lowest floor construction | 61.2 | m2 |  | 0 | 16 | 0
Superstructures
Superstructures | 61.2 | m2 |  | 0 | 16 | 0
Total cost for 2B3P bungalows (NDSS) | [5 empty] | 0
2 bed 4 person House (constructed as semi detached pair) | Quantity | Unit | Rate | Total | No of units | Total
Substructures
Traditional strip foundation and lowest floor construction (expressed as GIFA) | 70.1 | m2 |  | 0 | 10 | 0
Superstructures
Superstructures | 70.1 | m2 |  | 0 | 10 | 0
Total cost for 2B4P Houses (Non NDSS) | [5 empty] | 0
2 bed 4 person House (constructed as semi detached pair) | Quantity | Unit | Rate | Total | No of units | Total
Substructures
Traditional strip foundation and lowest floor construction (expressed as GIFA) | 80.1 | m2 |  | 0 | 8 | 0
Superstructures
Superstructures | 80.1 | m2 |  | 0 | 8 | 0
Total cost for 2B4P Houses (NDSS) | [5 empty] | 0
3 bed 5 person House (constructed as semi detached pair) | Quantity | Unit | Rate | Total | No of units | Total
Substructures
Traditional strip foundation and lowest floor construction (expressed as GIFA) | 84.7 | m2 |  | 0 | 10 | 0
Superstructures
Superstructures | 84.7 | m2 |  | 0 | 10 | 0
Total cost for 3B5P Houses (Non NDSS) | [5 empty] | 0
3 bed 5 person House (constructed as semi detached pair) | Quantity | Unit | Rate | Total | No of units | Total
Substructures
Traditional strip foundation and lowest floor construction (expressed as GIFA) | 93.7 | m2 |  | 0 | 8 | 0
Superstructures
Superstructures | 93.7 | m2 |  | 0 | 8 | 0
Total cost for 3B5P Houses (NDSS) | [5 empty] | 0
4 bed 6 person House (constructed as semi detached pair) | Quantity | Unit | Rate | Total | No of units | Total
Substructures
Traditional strip foundation and lowest floor construction (expressed as GIFA) | 97.9 | m2 |  | 0 | 8 | 0
Superstructures
Superstructures | 97.9 | m2 |  | 0 | 8 | 0
Total cost for 4B6P Houses (Non NDSS) | [5 empty] | 0
4 bed 6 person House (constructed as semi detached pair) | Quantity | Unit | Rate | Total | No of units | Total
Substructures
Traditional strip foundation and lowest floor construction (expressed as GIFA) | 108.5 | m2 |  | 0 | 10 | 0
Superstructures
Superstructures | 108.5 | m2 |  | 0 | 10 | 0
Total cost for 4B6P Houses (NDSS) | [5 empty] | 0
EXTERNAL WORKS | Quantity | Unit | Rate | Total
Site Preparation Works
Site Clearance (assume 300mm deep inert to landfil) | 22372 | m² |  | 0
Preparatory Groundworks | 22372 | m² |  | 0
Roads, Paths, Pavings and Surfacings
Adopted Road (black tarmac) including all kerbs and dropped kerbs | 3299 | m² |  | 0
Adopted footpath 2m wide (black tarmac) including all edgings | 726 | m² |  | 0
Adopted footpath 400mm wide (black tarmac) including all edgings | 380 | m² |  | 0
Non Adopted Parking Space (black tarmac) | 2794 | m² |  | 0
PCC concrete paving 600x600mm (PC sum £30/m2 supply) incl edgings | 1827 | m² |  | 0
Soft Landscaping, Planting and Irrigation Systems
Turf and topsoil (300mm deep) | 7817 | m² |  | 0
External Planting | 1954 | m² |  | 0
Plot timber gates | 70 | no |  | 0
1800mm high close boarded timber fencing, concrete gravel boards and post | 1330 | lm |  | 0
2100mm high close boarded timber fencing, concrete gravel boards and post | 634 | lm |  | 0
External Drainage
Site wide Surface Water and Foul Water Drainage | 1 | item | 245000 | 245000 | PROV SUM
Plot drainage | 70 | item |  | 0
Land Drainage | 1 | item | 17500 | 17500 | PROV SUM
External Services
Water Mains Supply | 1 | item | 70000 | 70000 | PROV SUM
Electricity Mains Supply | 1 | item | 52500 | 52500 | PROV SUM
Gas Mains Supply | 1 | item | 70000 | 70000 | PROV SUM
Telecommunications and other Communication System Connections | 1 | item | 24500 | 24500 | PROV SUM
External Street Lighting Systems | 1 | item | 35000 | 35000 | PROV SUM
Builder's Work In Connection with External Services | 1 | item | 17500 | 17500 | PROV SUM
Total cost for External Works | [5 empty] | 532000
SUMMARY | [5 empty] | TOTAL COST
Preliminaries | [5 empty] | 0
Substructure | [5 empty] | 0
Superstructure | [5 empty] | 0
External Works | [5 empty] | 532000
Post Contract Design Fees at say 3% | [5 empty] | 15960
OH&P | [5 empty] | 0
TOTAL GREENFIELD SITE COST FOR 70 AFFORDABLE RENT UNITS IN TRADITIONAL CONSTRUCTION | [5 empty] | 547960
INNOVATION CHAIN NORTH
Framework of New build Construction Contractors 2020
PRICING SCHEDULE
TENDERER'S NAME | [insert]
HIGH VALUE LOT H2
TIMBER FRAME CONSTRUCTION
LOCATION | Northumberland, Tyne & Wear, Durham, North Yorkshire, West Yorkshire, East Riding of Yorkshire, South Yorkshire, Nottinghamshire, Lincolnshire, Derbyshire East
Virtual Project Scenario
Nature of project | New Build Affordable Rent Units |  |  | 70 no
Size (m2) and Mix (no) of units | 61.2 | 2B3P Bungalow |  | 16 | 979.2 | Type F
| 70.1 | 2B4P House |  | 10 | 701 | Type A
| 80.1 | 2B4P House |  | 8 | 640.8 | Type B
| 84.7 | 3B5P House |  | 10 | 847 | Type G
| 93.7 | 3B5P House |  | 8 | 749.6 | Type E
| 97.9 | 4B6P House |  | 8 | 783.2 | Type C
| 108.5 | 4B6P House |  | 10 | 1085 | Type D
GIFA (m2) | 5785.8
Site Access | Good access direct from main road network
Vandalism risk | High risk - CCTV required with security guard nights and weekends
Length of Contract | 72 | working weeks
Base Date / Commencement Date | 31st January 2020
Form of Contract | JCT design and build 2016 with ICN Amendments
Pricing schedule notes and guidance
1. All rates submitted should be as outlined in the RICS NRM2 Preliminaries (Main Contract)
2. Accommodation and welfare provisions shall be in strict accordance with the CDM Regulations 2015
3. All rates submitted will be applied and used as a basis for the future negotiation of Fixed Price Contracts for all projects within the aforementioned LOT for the full duration of the Framework Agreement. Annual inflationary increases will be applied from the commencement date of the framework and shall be in accordance with BCIS Tender Price Indices or as evidenced to the satisfaction of the instructing client.
4. All items listed below may not be specifically required on every individual project within this LOT. For the purposes of the evaluation each individual item shall be priced or, if included within another item, annotated accordingly identifying which item it is included within. ICN reserves the right to reject any priced schedules submitted with a tender which includes only summary costs or totals which are not fully completed.
5. Should the tenderer deem that a member of the Site Staff and Supervision team will not be required full time on projects within this LOT then the weekly rate shall be adjusted accordingly not the number of weeks. Consideration should be given that the rates inserted will be fixed for future AMP agreements (only subject to inflationary increases as noted above)
6. None of the measured quantities or descriptions are to be altered, all tendering bids are to be based upon a fixed price schedule for consistency.
7. Preliminaries are to be based on the contract period stated above based on traditional masonry construction. Each item is to be priced based on the relevant contract period. The period stated are for time on site and exclude lead in periods for discharge of pre-start planning conditions. Any other pre-start time costs should be included in the preliminaries. Any items not priced will be deemed not to be required on projects of a similar nature within the afoementioned LOT value range for the duration of the Framework Agreement.
8. Tenderers should allow the percentage for profit and corporate overhead [contractors margin] and these are to include: Contractors profit on net costs. Contracting companies corporate operating overheads on net costs which include cost of premises, employment of non site based staff [with the exception of visiting contract surveyors and construction manager] including estimators, customer care teams, business development managers, buyers, planners, resource, scheduling and programmers, directors and heads of departments, accounts, legal, financing, property costs, administration, IT, human resources, telecoms, transport and vehicles, corporate charges. All contractors contributions to Group overheads [where applicable]
9. The tenderer is to assume Fabric First construction to meet current Building Regulations with no renewables
10. The tenderer should note that non completion of one schedule will not be a compliant tender - both timber frame and traditional need to be completed
11. The tenderer shall complete the pricing schedule based upon the Affordable Rent specification and Standard House Type layouts (as included within the tender documentation) excluding all abnormal costs.
12. The tenderer shall allow for any cranage and associated works within the timber frame superstructures rate not the preliminaries schedule.
Preliminaries | Quantity | Unit | Rate | Total | Notes
Project specific management and Staff
Project Manager | 72 | weeks |  | 0
Contracts Manager | 72 | weeks |  | 0
Site Engineer | 72 | weeks |  | 0
Site Manager | 72 | weeks |  | 0
Finishing Foreman / Assistant Site Manager | 72 | weeks |  | 0
Labourer (including at handover) | 72 | weeks |  | 0
Quantity Surveying /Commercial Management | 72 | weeks |  | 0
Planner | 72 | weeks |  | 0
Health & Safety Officer | 72 | weeks |  | 0
Site establishment
Delivery of temp accomodation to site and removal on completion | 1 | Item |  | 0
Site office (inc furniture) | 72 | weeks |  | 0
Meeting room (inc furniture) | 72 | weeks |  | 0
Canteens and Kitchens | 72 | weeks |  | 0
Drying room | 72 | weeks |  | 0
Toilets and washrooms | 72 | weeks |  | 0
Secure stores | 72 | weeks |  | 0
Telephones and Photocopiers (connection and charges) | 72 | weeks |  | 0
IT systems with email and internet capability | 72 | weeks |  | 0
Consumables and services associated with site accommodation | 72 | weeks |  | 0
Fire points and fire fighting equipment | 1 | Item |  | 0
Main Contractor's Signboard | 1 | Item |  | 0
Client/Homes England signboard; production, installation and removal (as ER's) | 1 | Item |  | 0
Cleaning
Site cleaning | 72 | weeks |  | 0
Site set up
Tarmac and hardcored compound area | 1 | item |  | 0
Temporary roads including demarcation for safe pedestrian and vehicular routes | 1 | item |  | 0
Temproary fencing to compound area | 1 | item |  | 0
Temporary security fencing to site perimeter | 1 | item |  | 0
Removal of compound on completion; reinstatement | 1 | item |  | 0
Temp Services incl all connections, disconnections and usage
Water supply | 72 | weeks |  | 0
Gas Supply | 72 | weeks |  | 0
Electric supply, Lighting and power | 72 | weeks |  | 0
Drainage | 72 | weeks |  | 0
Security
Night watchman | 72 | weeks |  | 0
Pedestrian gates | 1 | item |  | 0
Vehicular gates | 1 | item |  | 0
CCTV cameras set up costs | 1 | item |  | 0
CCTV weekly charge | 72 | weeks |  | 0
Material distribution
Forklift and driver | 36 | weeks |  | 0
Site plant
Small Dumper | 36 | weeks |  | 0
Mixer | 36 | weeks |  | 0
Road Sweeper including driver and fuel | 36 | weeks |  | 0
Excavator / mini digger including driver and fuel | 36 | weeks |  | 0
Small tools and equiptment | 36 | weeks |  | 0
Health and Safety
1st aid kit | 1 | item |  | 0
Health and safety site visits | 1 | item |  | 0
Falling from heights | 1 | item |  | 0
Scaffolding
External scaffolding including mat | 1 | item |  | 0
Adaption of Scaffolding | 1 | item |  | 0
Internal Scaffolding | 1 | item |  | 0
Fees and charges
Specialist site survey and level survey | 1 | item |  | 0
As built drawings and manuals | 1 | item |  | 0
CDM regulations and health and safety plan | 1 | item |  | 0
Considerate constructors scheme | 1 | item |  | 0
SAP calculations and energy performance certificates | 1 | item |  | 0
Robust details | 1 | item |  | 0
Building Control Fees | 1 | item |  | 0
Planning Condition Discharge Fees | 1 | item |  | 0 | tenderer to assume there are 15 conditions requiring discharge
Adoption Agreements for Section 278, 104 and 38 Agreements | 1 | item |  | 0 | tenderer to assume road and sewers on virtual plan to be adopted
NHBC (or equivalent) 12 year structural warranty cover | 1 | item |  | 0 | tenderer not to include for insolvency cover
Testing and reports
Methane and radon testing and reports | 1 | item |  | 0
Concrete testing and reports | 1 | item |  | 0
Dilapidation Surveys | 1 | Item |  | 0
Sound testing | 1 | item |  | 0
Air pressure tests | 1 | item |  | 0
Handover costs
Snagging costs | 1 | item |  | 0
Contract cleaners | 1 | item |  | 0
Clean to external areas | 1 | item |  | 0
Skips | 10 | no |  | 0
Lorry and tipping charges | 1 | item |  | 0
Resident handover packs | 70 | no |  | 0
Insurances and Guarantees
Project specific Insurance | 1 | Item |  | 0
6.5.1 Insurance | 1 | Item |  | 0
Performance bond / parent company guarantee / insolvency cover |  |  |  | NIL | Contractor to indicate on Supplier Questionnaire
Maintenance period
Defects/Maintenance to dwelling | 70 | no |  | 0
External areas - paths, paving and adopted areas | 1 | item |  | 0
Landscaped areas | 1 | item |  | 0
Total of preliminaries |  |  |  | 0
Total of preliminaries expressed as a weekly cost |  |  |  | 0
Overheads and Profit
Corporate overheads (expressed as a %) |  |  |  | 0%
Profit (expressed as a %) |  |  |  | 0%
Overheads and Profit Total |  |  |  | 0%
Construction Costs
2 bed 3 person Bungalow (constructed as detached unit) | Quantity | Unit | Rate | Total | No of units | Total
Substructures
Traditional strip foundation and lowest floor construction | 61.2 | m2 |  | 0 | 16 | 0
Superstructures
Superstructures | 61.2 | m2 |  | 0 | 16 | 0
Total cost for 2B3P bungalows (NDSS) | [5 empty] | 0
2 bed 4 person House (constructed as semi detached pair) | Quantity | Unit | Rate | Total | No of units | Total
Substructures
Traditional strip foundation and lowest floor construction (expressed as GIFA) | 70.1 | m2 |  | 0 | 10 | 0
Superstructures
Superstructures | 70.1 | m2 |  | 0 | 10 | 0
Total cost for 2B4P Houses (Non NDSS) | [5 empty] | 0
2 bed 4 person House (constructed as semi detached pair) | Quantity | Unit | Rate | Total | No of units | Total
Substructures
Traditional strip foundation and lowest floor construction (expressed as GIFA) | 80.1 | m2 |  | 0 | 8 | 0
Superstructures
Superstructures | 80.1 | m2 |  | 0 | 8 | 0
Total cost for 2B4P Houses (NDSS) | [5 empty] | 0
3 bed 5 person House (constructed as semi detached pair) | Quantity | Unit | Rate | Total | No of units | Total
Substructures
Traditional strip foundation and lowest floor construction (expressed as GIFA) | 84.7 | m2 |  | 0 | 10 | 0
Superstructures
Superstructures | 84.7 | m2 |  | 0 | 10 | 0
Total cost for 3B5P Houses (Non NDSS) | [5 empty] | 0
3 bed 5 person House (constructed as semi detached pair) | Quantity | Unit | Rate | Total | No of units | Total
Substructures
Traditional strip foundation and lowest floor construction (expressed as GIFA) | 93.7 | m2 |  | 0 | 8 | 0
Superstructures
Superstructures | 93.7 | m2 |  | 0 | 8 | 0
Total cost for 3B5P Houses (NDSS) | [5 empty] | 0
4 bed 6 person House (constructed as semi detached pair) | Quantity | Unit | Rate | Total | No of units | Total
Substructures
Traditional strip foundation and lowest floor construction (expressed as GIFA) | 97.9 | m2 |  | 0 | 8 | 0
Superstructures
Superstructures | 97.9 | m2 |  | 0 | 8 | 0
Total cost for 4B6P Houses (Non NDSS) | [5 empty] | 0
4 bed 6 person House (constructed as semi detached pair) | Quantity | Unit | Rate | Total | No of units | Total
Substructures
Traditional strip foundation and lowest floor construction (expressed as GIFA) | 108.5 | m2 |  | 0 | 10 | 0
Superstructures
Superstructures | 108.5 | m2 |  | 0 | 10 | 0
Total cost for 4B6P Houses (NDSS) | [5 empty] | 0
EXTERNAL WORKS | Quantity | Unit | Rate | Total
Site Preparation Works
Site Clearance (assume 300mm deep inert to landfil) | 22372 | m² |  | 0
Preparatory Groundworks | 22372 | m² |  | 0
Roads, Paths, Pavings and Surfacings
Adopted Road (black tarmac) including all kerbs and dropped kerbs | 3299 | m² |  | 0
Adopted footpath 2m wide (black tarmac) including all edgings | 726 | m² |  | 0
Adopted footpath 400mm wide (black tarmac) including all edgings | 380 | m² |  | 0
Non Adopted Parking Space (black tarmac) | 2794 | m² |  | 0
PCC concrete paving 600x600mm (PC sum £30/m2 supply) incl edgings | 1827 | m² |  | 0
Soft Landscaping, Planting and Irrigation Systems
Turf and topsoil (300mm deep) | 7817 | m² |  | 0
External Planting | 1954 | m² |  | 0
Plot timber gates | 70 | no |  | 0
1800mm high close boarded timber fencing, concrete gravel boards and post | 1330 | lm |  | 0
2100mm high close boarded timber fencing, concrete gravel boards and post | 634 | lm |  | 0
External Drainage
Site wide Surface Water and Foul Water Drainage | 1 | item | 245000 | 245000 | PROV SUM
Plot drainage | 70 | no |  | 0
Land Drainage | 1 | item | 17500 | 17500 | PROV SUM
External Services
Water Mains Supply | 1 | item | 70000 | 70000 | PROV SUM
Electricity Mains Supply | 1 | item | 52500 | 52500 | PROV SUM
Gas Mains Supply | 1 | item | 70000 | 70000 | PROV SUM
Telecommunications and other Communication System Connections | 1 | item | 24500 | 24500 | PROV SUM
External Street Lighting Systems | 1 | item | 35000 | 35000 | PROV SUM
Builder's Work In Connection with External Services | 1 | item | 17500 | 17500 | PROV SUM
Total cost for External Works | [5 empty] | 532000
SUMMARY | [5 empty] | TOTAL COST
Preliminaries | [5 empty] | 0
Substructure | [5 empty] | 0
Superstructure | [5 empty] | 0
External Works | [5 empty] | 532000
Post Contract Design Fees at say 3% | [5 empty] | 15960
OHP | [5 empty] | 0
TOTAL GREENFIELD SITE COST FOR 70 AFFORDABLE RENT UNITS IN TIMBER FRAME CONSTRUCTION | [5 empty] | 547960
FINAL SUMMARY
TOTAL GREENFIELD SITE COST FOR 70 AFFORDABLE RENT UNITS IN TRADITIONAL CONSTRUCTION | [5 empty] | 547960
TOTAL GREENFIELD SITE COST FOR 70 AFFORDABLE RENT UNITS IN TIMBER FRAME CONSTRUCTION | [5 empty] | 547960
TOTAL COMBINED SITE COST FOR 70 AFFORDABLE RENT UNITS IN TIMBER FRAME CONSTRUCTION AND 70 UNITS IN TRADITIONAL CONSTRUCTION | [5 empty] | 1095920