## Summary Sheet
INNOVATION CHAIN NORTH
Framework of New build Construction Contractors 2024
PRICING SUMMARY SHEET
TENDERER'S NAME | Termrim Construction Limited
SUMMARY OF TOTAL COMBINED COST FOR TIMBER FRAME AND TRADITIONAL CONSTRUCTION
LOT | COMBINED TOTAL
Low Value L1 | 7051545.8434
Low Value L2 | 7051545.8434
Low Value L3 | 458350
Low Value L4 | 7051545.8434
Low Value L5 | 7051545.8434
High Value H1 | 19839416.7153
High Value H2 | 19839416.7153
NOTE: Where the 'Combined Total' cells above are highlighted red it is taken that the contractor is not tendering for the lot in question. Only pricing in the green highlighted cells will be taken forward.

## Low val Lot 1
INNOVATION CHAIN NORTH
Framework of New build Construction Contractors 2024
PRICING SCHEDULE
TENDERER'S NAME | Termrim Construction Limited
LOW VALUE LOT L1
TRADITIONAL CONSTRUCTION
LOCATION | Greater Manchester and Merseyside, Cheshire, Derbyshire West and Staffordshire
Virtual Project Scenario
Nature of project | New Build Affordable Rent Units |  |  | 27 no
Size (m2) and Mix (no) of units | 71.6 | 2B3P House |  | 8 | 572.8 | NDSS
| 85.2 | 3B4P House |  | 10 | 852 | NDSS
| 86.1 | 3B4P House (side) |  | 3 | 258.3 | NDSS
| 94.2 | 3B5P House |  | 6 | 565.2 | NDSS
GIFA (m2) | 2248.3
Site Access | Good access direct from main adopted road network
Vandalism risk | High risk - CCTV required with security guard nights and weekends
Length of Contract | 68 | working weeks
Base Date / Commencement Date | 31st January 2024
Form of Contract | JCT Design and Build 2016 with ICN Amendments
Pricing schedule notes and guidance
1. All rates submitted should be as outlined in the RICS NRM2 Preliminaries (Main Contract)
2. Accommodation and welfare provisions shall be in strict accordance with the CDM Regulations 2015
3. All rates submitted will be applied and used as a basis for the future negotiation of Fixed Price Contracts for all projects within the aforementioned LOT for the full duration of the Framework Agreement. Annual inflationary increases will be applied from the commencement date of the framework and shall be in accordance with BCIS Tender Price Indices or as evidenced to the satisfaction of the instructing client.
4. All items listed below may not be specifically required on every individual project within this LOT. For the purposes of the evaluation each individual item shall be priced or, if included within another item, annotated accordingly identifying which item it is included within. ICN reserves the right to reject any priced schedules submitted with a tender which includes only summary costs or totals which are not fully completed.
5. Should the tenderer deem that a member of the Site Staff and Supervision team will not be required full time on projects within this LOT then the weekly rate shall be adjusted accordingly not the number of weeks. Consideration should be given that the rates inserted will be fixed for future AMP agreements (only subject to inflationary increases as noted above)
6. None of the measured quantities or descriptions are to be altered, all tendering bids are to be based upon a fixed price schedule for consistency.
7. Preliminaries are to be based on the contract period stated above based on traditional masonry construction. Each item is to be priced based on the relevant contract period. The period stated are for time on site and exclude lead in periods for discharge of pre-start planning conditions. Any other pre-start time costs should be included in the preliminaries. Any items not priced will be deemed not to be required on projects of a similar nature within the afoementioned LOT value range for the duration of the Framework Agreement.
8. Tenderers should allow the percentage for profit and corporate overhead [contractors margin] and these are to include: Contractors profit on net costs. Contracting companies corporate operating overheads on net costs which include cost of premises, employment of non site based staff [with the exception of visiting contract surveyors and construction manager] including estimators, customer care teams, business development managers, buyers, planners, resource, scheduling and programmers, directors and heads of departments, accounts, legal, financing, property costs, administration, IT, human resources, telecoms, transport and vehicles, corporate charges. All contractors contributions to Group overheads [where applicable]
9. The tenderer is to assume Fabric First construction to meet current Building Regulations but is to allow for all Part L uplifts which have been prevalent since June 2022 on a separate line as indicated
10. The tenderer should note that non completion of one schedule will not be a compliant tender - both timber frame and traditional need to be completed
11. The tenderer shall complete the pricing schedule based upon the Affordable Rent specification and Standard House Type layouts (as included within the tender documentation) excluding all abnormal costs.
Preliminaries | Quantity | Unit | Rate | Total | Notes
Project specific management and Staff
Project Manager | 68 | weeks |  | 0 | Included in overheads
Contracts Manager | 68 | weeks |  | 0 | Included in overheads
Site Engineer | 68 | weeks | 117.65 | 8000.2
Site Manager | 68 | weeks | 1400 | 95200
Finishing Foreman / Assistant Site Manager | 68 | weeks |  | 0 | Not required
Labourer (including at handover) | 68 | weeks | 700 | 47600
Quantity Surveying / Commercial Management | 68 | weeks | 700 | 47600
Planner | 68 | weeks | 700 | 47600
Health & Safety Officer | 68 | weeks |  | 0 | Included in overheads
Site establishment
Delivery of temp accomodation to site and removal on completion | 1 | Item | 2500 | 2500
Site office (inc furniture) | 68 | weeks | 65 | 4420
Meeting room (inc furniture) | 68 | weeks | 60 | 4080
Canteens and Kitchens | 68 | weeks | 65 | 4420
Drying room | 68 | weeks |  | 0 | Included in canteen, combined unit
Toilets and washrooms | 68 | weeks | 110 | 7480
Secure stores | 68 | weeks | 12.5 | 850
Telephones and Photocopiers (connection and charges) | 68 | weeks | 35.3 | 2400.4
IT systems with email and internet capability | 68 | weeks |  | 0 | Included in overheads
Consumables and services associated with site accommodation | 68 | weeks | 102.95 | 7000.6
Fire points and fire fighting equipment | 1 | Item | 1750 | 1750
Main Contractor's Signboard | 1 | Item |  | 0 | Included in signboard below
Client/Homes England signboard; production, installation and removal (as ER's) | 1 | Item | 1000 | 1000
Cleaning
Site cleaning | 68 | weeks | 325 | 22100
Site set up
Tarmac and hardcore compound area | 1 | item | 2000 | 2000
Temporary roads incl demarcation for safe pedestrian and vehicular routes | 1 | item | 10000 | 10000
Temproary fencing to compound area | 1 | item |  | 0 | Included in item below
Temporary security fencing to site perimeter | 1 | item | 10270 | 10270 | Herras fencing only
Removal of compound on completion; reinstatement | 1 | item |  | 0 | No cost associated
Temp Services incl all connections, disconnections and usage
Water supply | 68 | weeks | 95.96 | 6525.28
Gas Supply | 68 | weeks | 139.71 | 9500.28
Electric supply, Lighting and power | 68 | weeks | 250 | 17000
Drainage | 68 | weeks | 22.06 | 1500.08
Security
Night watchman | 68 | weeks | 84 | 5712 | Only included to 2 week Christmas shutdown
Pedestrian gates | 1 | item |  | 0 | Included in security fencing
Vehicular gates | 1 | item | 500 | 500
CCTV cameras set up costs | 1 | item | 1000 | 1000
CCTV weekly charge | 68 | weeks | 250 | 17000
Material distribution
Forklift and driver | 34 | weeks | 1589.71 | 54050.14
Site plant
Small Dumper | 34 | weeks |  | 0 | Not required, S/C package
Mixer | 34 | weeks |  | 0 | Not required, S/C package
Road Sweeper including driver and fuel | 34 | weeks | 300 | 10200
Excavator / mini digger including driver and fuel | 34 | weeks |  | 0 | Not required, S/C package
Small tools and equiptment | 34 | weeks | 110 | 3740
Health and Safety
1st aid kit | 1 | item | 250 | 250
Health and safety site visits | 1 | item | 4800 | 4800
Falling from heights | 1 | item | 20196.5 | 20196.5
Scaffolding
External scaffolding including mat | 1 | item | 83500 | 83500
Adaption of Scaffolding | 1 | item |  | 0 | Subject to elevational treatments
Internal Scaffolding | 1 | item |  | 0 | Included in external scaffold
Fees and charges
Specialist site survey and level survey | 1 | item |  | 0 | Included within pre contract survey work
As built drawings and manuals | 1 | item |  | 0 | Included in post contract design fees
CDM regulations and health and safety plan | 1 | item |  | 0 | Included in overheads
Considerate constructors scheme | 1 | item | 2000 | 2000
SAP calculations and energy performance certificates | 1 | item | 1687.5 | 1687.5
Robust details | 1 | item | 945 | 945
Building Control Fees | 1 | item | 7560 | 7560
Planning Condition Discharge Fees | 15 | no | 170 | 2550 | tenderer to assume there are 15 conditions requiring discharge
Adoption Agreements for Section 278, 104 and 38 Agreements | 1 | item | 20000 | 20000 | tenderer to assume road and sewers on virtual plan to be adopted
NHBC (or equivalent) 12 year structural warranty cover | 1 | item | 40000 | 40000 | tenderer not to include for insolvency cover
Testing and reports
Methane and radon testing and reports | 1 | item |  | 0 | Included within pre contract survey work
Concrete testing and reports | 1 | item |  | 0 | Included within S/C package
Dilapidation Surveys | 1 | Item |  | 0 | Included in overheads
Sound testing | 1 | item |  | 0 | Included as Robust Standard Details
Air pressure tests | 1 | item | 2450 | 2450
Handover costs
Snagging costs / inspections | 1 | item | 13500 | 13500
Contract cleaners | 1 | item | 10800 | 10800
Clean to external areas | 1 | item |  | 0 | Included in contract cleaners
Skips | 8 | no | 225 | 1800
Lorry and tipping charges | 1 | item |  | 0 | Included within S/C package
Resident handover packs | 27 | no |  | 0 | Included in overheads
Insurances and Guarantees
Project specific Insurances | 1 | Item |  | 0 | Included in overheads
6.5.1 Insurance | 1 | Item | 4000 | 4000
Performance bond / parent company guarantee / insolvency cover |  |  |  | NIL | Contractor to indicate on Supplier Questionnaire
Maintenance period
Defects / Maintenance to dwellings | 27 | no |  | 0 | Included in overheads
External areas - paths, paving and adopted areas | 1 | item |  | 0 | Included within S/C package
Landscaped areas | 1 | item |  | 0 | Included within S/C package
Total of preliminaries |  |  |  | 669037.98
Total of preliminaries expressed as a weekly cost |  |  |  | 9838.7938
Overheads and Profit
Corporate overheads (expressed as a %) |  |  |  | 4%
Profit (expressed as a %) |  |  |  | 2.5%
Overheads and Profit Total |  |  |  | 6.5%
Construction Costs
2 bed 3 person house (constructed as a mid mews) | Quantity | Unit | Rate | Total | No of units | Total
Substructures
Traditional strip foundation and lowest floor construction (expressed as GIFA) | 71.6 | m2 | 105 | 7518 | 3 | 22554
Superstructures
Superstructures | 71.6 | m2 | 630 | 45108 | 3 | 135324
Allowance for Part L June 22 uplift | 1 | item | 4000 | 4000 | 3 | 12000
Total cost for 2B3P mid mews houses (NDSS) | [5 empty] | 169878
2 bed 3 person house (constructed as a semi detached) | Quantity | Unit | Rate | Total | No of units | Total
Substructures
Traditional strip foundation and lowest floor construction (expressed as GIFA) | 71.6 | m2 | 120 | 8592 | 5 | 42960
Superstructures
Superstructures | 71.6 | m2 | 640 | 45824 | 5 | 229120
Allowance for Part L June 22 uplift | 1 | item | 4000 | 4000 | 5 | 20000
Total cost for 2B3P semi detached houses (NDSS) | [5 empty] | 292080
3 bed 4 person House (constructed as a semi detached) | Quantity | Unit | Rate | Total | No of units | Total
Substructures
Traditional strip foundation and lowest floor construction (expressed as GIFA) | 85.2 | m2 | 115 | 9798 | 10 | 97980
Superstructures
Superstructures | 85.2 | m2 | 625 | 53250 | 10 | 532500
Allowance for Part L June 22 uplift | 1 | item | 4250 | 4250 | 10 | 42500
Total cost for 3B4P semi detached houses (NDSS) | [5 empty] | 672980
3 bed 4 person House (constructed as a semi detached) (side entrance) | Quantity | Unit | Rate | Total | No of units | Total
Substructures
Traditional strip foundation and lowest floor construction (expressed as GIFA) | 86.1 | m2 | 115 | 9901.5 | 3 | 29704.5
Superstructures
Superstructures | 86.1 | m2 | 625 | 53812.5 | 3 | 161437.5
Allowance for Part L June 22 uplift | 1 | item | 4250 | 4250 | 3 | 12750
Total cost for 3B4P semi detached houses (NDSS) | [5 empty] | 203892
3 bed 5 person house (constructed as semi detached) | Quantity | Unit | Rate | Total | No of units | Total
Substructures
Traditional strip foundation and lowest floor construction (expressed as GIFA) | 94.2 | m2 | 110 | 10362 | 6 | 62172
Superstructures
Superstructures | 94.2 | m2 | 615 | 57933 | 6 | 347598
Allowance for Part L June 22 uplift | 1 | item | 4500 | 4500 | 6 | 27000
Total cost for 3B5P houses (NDSS) | [5 empty] | 436770
EXTERNAL WORKS | Quantity | Unit | Rate | Total
Site Preparation Works
Site Clearance (assume 300mm deep inert to landfil) | 7942 | m² | 5.45 | 43283.9
Preparatory Groundworks | 7942 | m² | 0.2 | 1588.4
Roads, Paths, Pavings and Surfacings
Adopted Road (tarmac) including all kerbs and dropped kerbs | 814 | m² | 87.5 | 71225
Adopted footpath 2m wide (tarmac) including all edgings | 592 | m² | 55 | 32560
Non Adopted footpath (tarmac) including all edgings | nil | m² |  | 0
Non Adopted Road and Parking Space (tarmac) including all edgings | 900 | m² | 52.5 | 47250
PCC concrete paving 600x600mm (PC sum £40/m2 supply) incl edgings | 1225 | m² | 70 | 85750
Soft Landscaping, Planting and Irrigation Systems
Turf and topsoil (300mm deep) | 2639 | m² | 18.15 | 47897.85
External low level Planting including topsoil and mulch | 660 | m² | 40 | 26400 | PROV SUM
Tree species (PC sum £300) | 67 | no | 300 | 20100 | PROV SUM
Plot timber gates | 29 | no | 125 | 3625
1800mm high close boarded timber fencing, concrete gravel boards and post | 507 | lm | 55 | 27885
2100mm high close boarded timber fencing, concrete gravel boards and post | 401 | lm | 57.5 | 23057.5
External Drainage
Site wide Surface Water and Foul Water Drainage | 1 | item | 81000 | 81000 | PROV SUM
Plot drainage | 27 | item | 6000 | 162000
Land Drainage | 1 | item | 6000 | 6000 | PROV SUM
External Services
Water Mains Supply | 1 | item | 23000 | 23000 | PROV SUM
Electricity Mains Supply | 1 | item | 17250 | 17250 | PROV SUM
Gas Mains Supply | 1 | item | 23000 | 23000 | PROV SUM
Telecommunications and other Communication System Connections | 1 | item | 8250 | 8250 | PROV SUM
External Street Lighting Systems | 1 | item | 11500 | 11500 | PROV SUM
Builder's Work In Connection with External Services | 1 | item | 6000 | 6000 | PROV SUM
Total cost for External Works | [5 empty] | 768622.65
SUMMARY | [5 empty] | TOTAL COST
Preliminaries | [5 empty] | 669037.98
Substructure | [5 empty] | 255370.5
Superstructure | [5 empty] | 1405979.5
Part L Uplift | [5 empty] | 114250
External Works | [5 empty] | 768622.65
Post Contract Design Fees at say 3% | [5 empty] | 96397.8189
OH&P | [5 empty] | 215127.7992
TOTAL GREENFIELD SITE COST FOR 27 AFFORDABLE RENT UNITS IN TRADITIONAL CONSTRUCTION | [5 empty] | 3524786.2481
INNOVATION CHAIN NORTH
Framework of New build Construction Contractors 2024
PRICING SCHEDULE
TENDERER'S NAME | Termrim Construction Limited
LOW VALUE LOT L1
TIMBER FRAME CONSTRUCTION
LOCATION | Greater Manchester and Merseyside, Cheshire, Derbyshire West and Staffordshire
Virtual Project Scenario
Nature of project | New Build Affordable Rent Units |  |  | 27 no
Size (m2) and Mix (no) of units | 71.6 | 2B3P House |  | 8 | 572.8 | NDSS
| 85.2 | 3B4P House |  | 10 | 852 | NDSS
| 86.1 | 3B4P House (side) |  | 3 | 258.3 | NDSS
| 94.2 | 3B5P House |  | 6 | 565.2 | NDSS
GIFA (m2) | 2248.3
Site Access | Good access direct from main road network
Vandalism risk | High risk - CCTV required with security guard nights and weekends
Length of Contract | 52 | working weeks
Base Date / Commencement Date | 31st January 2024
Form of Contract | JCT design and build 2016 with ICN Amendments
Pricing schedule notes and guidance
1. All rates submitted should be as outlined in the RICS NRM2 Preliminaries (Main Contract)
2. Accommodation and welfare provisions shall be in strict accordance with the CDM Regulations 2015
3. All rates submitted will be applied and used as a basis for the future negotiation of Fixed Price Contracts for all projects within the aforementioned LOT for the full duration of the Framework Agreement. Annual inflationary increases will be applied from the commencement date of the framework and shall be in accordance with BCIS Tender Price Indices or as evidenced to the satisfaction of the instructing client.
4. All items listed below may not be specifically required on every individual project within this LOT. For the purposes of the evaluation each individual item shall be priced or, if included within another item, annotated accordingly identifying which item it is included within. ICN reserves the right to reject any priced schedules submitted with a tender which includes only summary costs or totals which are not fully completed.
5. Should the tenderer deem that a member of the Site Staff and Supervision team will not be required full time on projects within this LOT then the weekly rate shall be adjusted accordingly not the number of weeks. Consideration should be given that the rates inserted will be fixed for future AMP agreements (only subject to inflationary increases as noted above)
6. None of the measured quantities or descriptions are to be altered, all tendering bids are to be based upon a fixed price schedule for consistency.
7. Preliminaries are to be based on the contract period stated above based on timber frame construction. Each item is to be priced based on the relevant contract period. The period stated are for time on site and exclude lead in periods for discharge of pre-start planning conditions. Any other pre-start time costs should be included in the preliminaries. Any items not priced will be deemed not to be required on projects of a similar nature within the afoementioned LOT value range for the duration of the Framework Agreement.
8. Tenderers should allow the percentage for profit and corporate overhead [contractors margin] and these are to include: Contractors profit on net costs. Contracting companies corporate operating overheads on net costs which include cost of premises, employment of non site based staff [with the exception of visiting contract surveyors and construction manager] including estimators, customer care teams, business development managers, buyers, planners, resource, scheduling and programmers, directors and heads of departments, accounts, legal, financing, property costs, administration, IT, human resources, telecoms, transport and vehicles, corporate charges. All contractors contributions to Group overheads [where applicable]
9. The tenderer is to assume Fabric First construction to meet current Building Regulations but is to allow for all Part L uplifts which have been prevalent since June 2022 on a separate line as indicated
10. The tenderer should note that non completion of one schedule will not be a compliant tender - both timber frame and traditional need to be completed
11. The tenderer shall complete the pricing schedule based upon the Affordable Rent specification and Standard House Type layouts (as included within the tender documentation) excluding all abnormal costs.
12. The tenderer shall allow for any cranage and associated works within the timber frame superstructures rate not the preliminaries schedule.
Preliminaries | Quantity | Unit | Rate | Total | Notes
Project specific management and Staff
Project Manager | 52 | weeks |  | 0 | Included in overheads
Contracts Manager | 52 | weeks |  | 0 | Included in overheads
Site Engineer | 52 | weeks | 153.85 | 8000.2
Site Manager | 52 | weeks | 1400 | 72800
Finishing Foreman / Assistant Site Manager | 52 | weeks |  | 0 | Not required
Labourer (including at handover) | 52 | weeks | 700 | 36400
Quantity Surveying /Commercial Management | 52 | weeks | 700 | 36400
Planner | 52 | weeks | 700 | 36400
Health & Safety Officer | 52 | weeks |  | 0 | Included in overheads
Site establishment
Delivery of temp accomodation to site and removal on completion | 1 | Item | 2500 | 2500
Site office (inc furniture) | 52 | weeks | 65 | 3380
Meeting room (inc furniture) | 52 | weeks | 60 | 3120
Canteens and Kitchens | 52 | weeks | 65 | 3380
Drying room | 52 | weeks |  | 0 | Included in canteen, combined unit
Toilets and washrooms | 52 | weeks | 110 | 5720
Secure stores | 52 | weeks | 12.5 | 650
Telephones and Photocopiers (connection and charges) | 52 | weeks | 46.16 | 2400.32
IT systems with email and internet capability | 52 | weeks |  | 0 | Included in overheads
Consumables and services associated with site accommodation | 52 | weeks | 96.16 | 5000.32
Fire points and fire fighting equipment | 1 | Item | 1750 | 1750
Main Contractor's Signboard | 1 | Item |  | 0 | Included in signboard below
Client/Homes England signboard; production, installation and removal (as ER's) | 1 | Item | 1000 | 1000
Cleaning
Site cleaning | 52 | weeks | 394.24 | 20500.48
Site set up
Tarmac and hardcored compound area | 1 | item | 2000 | 2000
Temporary roads including demarcation for safe pedestrian and vehicular routes | 1 | item | 10000 | 10000
Temproary fencing to compound area | 1 | item |  | 0 | Included in item below
Temporary security fencing to site perimeter | 1 | item | 10270 | 10270 | Herras fencing only
Removal of compound on completion; reinstatement | 1 | item |  | 0 | No cost associated
Temp Services incl all connections, disconnections and usage
Water supply | 52 | weeks | 115.87 | 6025.24
Gas Supply | 52 | weeks | 182.7 | 9500.4
Electric supply, Lighting and power | 52 | weeks | 271.16 | 14100.32
Drainage | 52 | weeks | 28.85 | 1500.2
Security
Night watchman | 52 | weeks | 109.85 | 5712.2 | Only included to 2 week Christmas shutdown
Pedestrian gates | 1 | item |  | 0 | Included in security fencing
Vehicular gates | 1 | item | 500 | 500
CCTV cameras set up costs | 1 | item | 1000 | 1000
CCTV weekly charge | 52 | weeks | 250 | 13000
Material distribution
Forklift and driver | 26 | weeks | 1594.24 | 41450.24
Site plant
Small Dumper | 26 | weeks |  | 0 | Not required, S/C package
Mixer | 26 | weeks |  | 0 | Not required, S/C package
Road Sweeper including driver and fuel | 26 | weeks | 300 | 7800
Excavator / mini digger including driver and fuel | 26 | weeks |  | 0 | Not required, S/C package
Small tools and equiptment | 26 | weeks | 110 | 2860
Health and Safety
1st aid kit | 1 | item | 250 | 250
Health and safety site visits | 1 | item | 3600 | 3600
Falling from heights | 1 | item | 10642.5 | 10642.5
Scaffolding
External scaffolding including mat | 1 | item | 95000 | 95000
Adaption of Scaffolding | 1 | item |  | 0 | Subject to elevational treatments
Internal Scaffolding | 1 | item |  | 0 | Included in S/C package
Fees and charges
Specialist site survey and level survey | 1 | item |  | 0 | Included within pre contract survey work
As built drawings and manuals | 1 | item |  | 0 | Included in post contract design fees
CDM regulations and health and safety plan | 1 | item |  | 0 | Included in overheads
Considerate constructors scheme | 1 | item | 1000 | 1000
SAP calculations and energy performance certificates | 1 | item | 1687.5 | 1687.5
Robust details | 1 | item | 945 | 945
Building Control Fees | 1 | item | 7560 | 7560
Planning Condition Discharge Fees | 15 | no | 170 | 2550 | tenderer to assume there are 15 conditions requiring discharge
Adoption Agreements for Section 278, 104 and 38 Agreements | 1 | item | 20000 | 20000 | tenderer to assume road and sewers on virtual plan to be adopted
NHBC (or equivalent) 12 year structural warranty cover | 1 | item | 40000 | 40000 | tenderer not to include for insolvency cover
Testing and reports
Methane and radon testing and reports | 1 | item |  | 0 | Included within pre contract survey work
Concrete testing and reports | 1 | item |  | 0 | Included within S/C package
Dilapidation Surveys | 1 | Item |  | 0 | Included in overheads
Sound testing | 1 | item |  | 0 | Included as Robust Standard Details
Air pressure tests | 1 | item | 2450 | 2450
Handover costs
Snagging costs | 1 | item | 13500 | 13500
Contract cleaners | 1 | item | 10800 | 10800
Clean to external areas | 1 | item |  | 0 | Included in contract cleaners
Skips | 8 | no | 225 | 1800
Lorry and tipping charges | 1 | item |  | 0 | Included within S/C package
Resident handover packs | 27 | no |  | 0 | Included in overheads
Insurances and Guarantees
Project specific Insurance | 1 | Item |  | 0 | Included in overheads
6.5.1 Insurance | 1 | Item | 4000 | 4000
Performance bond / parent company guarantee / insolvency cover |  |  |  | NIL | Contractor to indicate on Supplier Questionnaire
Maintenance period
Defects/Maintenance to dwelling | 27 | no |  | 0 | Included in overheads
External areas - paths, paving and adopted areas | 1 | item |  | 0 | Included within S/C package
Landscaped areas | 1 | item |  | 0 | Included within S/C package
Total of preliminaries |  |  |  | 580904.92
Total of preliminaries expressed as a weekly cost |  |  |  | 11171.2485
Overheads and Profit
Corporate overheads (expressed as a %) |  |  |  | 4%
Profit (expressed as a %) |  |  |  | 2.5%
Overheads and Profit Total |  |  |  | 6.5%
Construction Costs
2 bed 3 person house (constructed as a mid mews) | Quantity | Unit | Rate | Total | No of units | Total
Substructures
Traditional strip foundation and lowest floor construction (expressed as GIFA) | 71.6 | m2 | 105 | 7518 | 3 | 22554
Superstructures
Superstructures | 71.6 | m2 | 670 | 47972 | 3 | 143916
Allowance for Part L June 22 uplift | 1 | item | 4000 | 4000 | 3 | 12000
Total cost for 2B3P mid mews houses (NDSS) | [5 empty] | 178470
2 bed 3 person house (constructed as a semi detached) | Quantity | Unit | Rate | Total | No of units | Total
Substructures
Traditional strip foundation and lowest floor construction (expressed as GIFA) | 71.6 | m2 | 120 | 8592 | 5 | 42960
Superstructures
Superstructures | 71.6 | m2 | 680 | 48688 | 5 | 243440
Allowance for Part L June 22 uplift | 1 | item | 4000 | 4000 | 5 | 20000
Total cost for 2B3P semi detached houses (NDSS) | [5 empty] | 306400
3 bed 4 person House (constructed as a semi detached) | Quantity | Unit | Rate | Total | No of units | Total
Substructures
Traditional strip foundation and lowest floor construction (expressed as GIFA) | 85.2 | m2 | 115 | 9798 | 10 | 97980
Superstructures
Superstructures | 85.2 | m2 | 665 | 56658 | 10 | 566580
Allowance for Part L June 22 uplift | 1 | item | 4250 | 4250 | 10 | 42500
Total cost for 3B4P semi detached houses (NDSS) | [5 empty] | 707060
3 bed 4 person House (constructed as a semi detached) (side entrance) | Quantity | Unit | Rate | Total | No of units | Total
Substructures
Traditional strip foundation and lowest floor construction (expressed as GIFA) | 86.1 | m2 | 115 | 9901.5 | 3 | 29704.5
Superstructures
Superstructures | 86.1 | m2 | 665 | 57256.5 | 3 | 171769.5
Allowance for Part L June 22 uplift | 1 | item | 4250 | 4250 | 3 | 12750
Total cost for 3B4P semi detached houses (NDSS) | [5 empty] | 214224
3 bed 5 person house (constructed as semi detached) | Quantity | Unit | Rate | Total | No of units | Total
Substructures
Traditional strip foundation and lowest floor construction (expressed as GIFA) | 94.2 | m2 | 110 | 10362 | 6 | 62172
Superstructures
Superstructures | 94.2 | m2 | 655 | 61701 | 6 | 370206
Allowance for Part L June 22 uplift | 1 | item | 4500 | 4500 | 6 | 27000
Total cost for 3B5P houses (NDSS) | [5 empty] | 459378
EXTERNAL WORKS | Quantity | Unit | Rate | Total
Site Preparation Works
Site Clearance (assume 300mm deep inert to landfil) | 7942 | m² | 5.45 | 43283.9
Preparatory Groundworks | 7942 | m² | 0.2 | 1588.4
Roads, Paths, Pavings and Surfacings
Adopted Road (tarmac) including all kerbs and dropped kerbs | 814 | m² | 87.5 | 71225
Adopted footpath 2m wide (tarmac) including all edgings | 592 | m² | 55 | 32560
Non Adopted footpath (tarmac) including all edgings | nil | m² |  | 0
Non Adopted Road and Parking Space (tarmac) including all edgings | 900 | m² | 52.5 | 47250
PCC concrete paving 600x600mm (PC sum £40/m2 supply) incl edgings | 1225 | m² | 70 | 85750
Soft Landscaping, Planting and Irrigation Systems
Turf and topsoil (300mm deep) | 2639 | m² | 18.15 | 47897.85
External low level Planting including topsoil and mulch | 660 | m² | 40 | 26400 | PROV SUM
Tree species (PC sum £300) | 67 | no | 300 | 20100 | PROV SUM
Plot timber gates | 29 | no | 125 | 3625
1800mm high close boarded timber fencing, concrete gravel boards and post | 507 | lm | 55 | 27885
2100mm high close boarded timber fencing, concrete gravel boards and post | 401 | lm | 57.5 | 23057.5
External Drainage
Site wide Surface Water and Foul Water Drainage | 1 | item | 81000 | 81000 | PROV SUM
Plot drainage | 27 | item | 6000 | 162000
Land Drainage | 1 | item | 6000 | 6000 | PROV SUM
External Services
Water Mains Supply | 1 | item | 23000 | 23000 | PROV SUM
Electricity Mains Supply | 1 | item | 17250 | 17250 | PROV SUM
Gas Mains Supply | 1 | item | 23000 | 23000 | PROV SUM
Telecommunications and other Communication System Connections | 1 | item | 8250 | 8250 | PROV SUM
External Street Lighting Systems | 1 | item | 11500 | 11500 | PROV SUM
Builder's Work In Connection with External Services | 1 | item | 6000 | 6000 | PROV SUM
Total cost for External Works | [5 empty] | 768622.65
SUMMARY | [5 empty] | TOTAL COST
Preliminaries | [5 empty] | 580904.92
Substructure | [5 empty] | 255370.5
Superstructure | [5 empty] | 1495911.5
Part L Uplift | [5 empty] | 114250
External Works | [5 empty] | 768622.65
Post Contract Design Fees at say 3% | [5 empty] | 96451.7871
OHP | [5 empty] | 215248.2382
TOTAL GREENFIELD SITE COST FOR 27 AFFORDABLE RENT UNITS IN TIMBER FRAME CONSTRUCTION | [5 empty] | 3526759.5953
FINAL SUMMARY
TOTAL GREENFIELD SITE COST FOR 27 AFFORDABLE RENT UNITS IN TRADITIONAL CONSTRUCTION | [5 empty] | 3524786.2481
TOTAL GREENFIELD SITE COST FOR 27 AFFORDABLE RENT UNITS IN TIMBER FRAME CONSTRUCTION | [5 empty] | 3526759.5953
TOTAL COMBINED SITE COST FOR 27 AFFORDABLE RENT UNITS IN TIMBER FRAME CONSTRUCTION AND 27 UNITS IN TRADITIONAL CONSTRUCTION | [5 empty] | 7051545.8434

## Low val Lot 2
INNOVATION CHAIN NORTH
Framework of New build Construction Contractors 2024
PRICING SCHEDULE
TENDERER'S NAME | Termrim Construction Limited
LOW VALUE LOT L2
TRADITIONAL CONSTRUCTION
LOCATION | Lancashire and Cumbria
Virtual Project Scenario
Nature of project | New Build Affordable Rent Units |  |  | 27 no
Size (m2) and Mix (no) of units | 71.6 | 2B3P House |  | 8 | 572.8 | NDSS
| 85.2 | 3B4P House |  | 10 | 852 | NDSS
| 86.1 | 3B4P House (side) |  | 3 | 258.3 | NDSS
| 94.2 | 3B5P House |  | 6 | 565.2 | NDSS
GIFA (m2) | 2248.3
Site Access | Good access direct from main adopted road network
Vandalism risk | High risk - CCTV required with security guard nights and weekends
Length of Contract | 68 | working weeks
Base Date / Commencement Date | 31st January 2024
Form of Contract | JCT Design and Build 2016 with ICN Amendments
Pricing schedule notes and guidance
1. All rates submitted should be as outlined in the RICS NRM2 Preliminaries (Main Contract)
2. Accommodation and welfare provisions shall be in strict accordance with the CDM Regulations 2015
3. All rates submitted will be applied and used as a basis for the future negotiation of Fixed Price Contracts for all projects within the aforementioned LOT for the full duration of the Framework Agreement. Annual inflationary increases will be applied from the commencement date of the framework and shall be in accordance with BCIS Tender Price Indices or as evidenced to the satisfaction of the instructing client.
4. All items listed below may not be specifically required on every individual project within this LOT. For the purposes of the evaluation each individual item shall be priced or, if included within another item, annotated accordingly identifying which item it is included within. ICN reserves the right to reject any priced schedules submitted with a tender which includes only summary costs or totals which are not fully completed.
5. Should the tenderer deem that a member of the Site Staff and Supervision team will not be required full time on projects within this LOT then the weekly rate shall be adjusted accordingly not the number of weeks. Consideration should be given that the rates inserted will be fixed for future AMP agreements (only subject to inflationary increases as noted above)
6. None of the measured quantities or descriptions are to be altered, all tendering bids are to be based upon a fixed price schedule for consistency.
7. Preliminaries are to be based on the contract period stated above based on traditional masonry construction. Each item is to be priced based on the relevant contract period. The period stated are for time on site and exclude lead in periods for discharge of pre-start planning conditions. Any other pre-start time costs should be included in the preliminaries. Any items not priced will be deemed not to be required on projects of a similar nature within the afoementioned LOT value range for the duration of the Framework Agreement.
8. Tenderers should allow the percentage for profit and corporate overhead [contractors margin] and these are to include: Contractors profit on net costs. Contracting companies corporate operating overheads on net costs which include cost of premises, employment of non site based staff [with the exception of visiting contract surveyors and construction manager] including estimators, customer care teams, business development managers, buyers, planners, resource, scheduling and programmers, directors and heads of departments, accounts, legal, financing, property costs, administration, IT, human resources, telecoms, transport and vehicles, corporate charges. All contractors contributions to Group overheads [where applicable]
9. The tenderer is to assume Fabric First construction to meet current Building Regulations but is to allow for all Part L uplifts which have been prevalent since June 2022 on a separate line as indicated
10. The tenderer should note that non completion of one schedule will not be a compliant tender - both timber frame and traditional need to be completed
11. The tenderer shall complete the pricing schedule based upon the Affordable Rent specification and Standard House Type layouts (as included within the tender documentation) excluding all abnormal costs.
Preliminaries | Quantity | Unit | Rate | Total | Notes
Project specific management and Staff
Project Manager | 68 | weeks |  | 0 | Included in overheads
Contracts Manager | 68 | weeks |  | 0 | Included in overheads
Site Engineer | 68 | weeks | 117.65 | 8000.2
Site Manager | 68 | weeks | 1400 | 95200
Finishing Foreman / Assistant Site Manager | 68 | weeks |  | 0 | Not required
Labourer (including at handover) | 68 | weeks | 700 | 47600
Quantity Surveying / Commercial Management | 68 | weeks | 700 | 47600
Planner | 68 | weeks | 700 | 47600
Health & Safety Officer | 68 | weeks |  | 0 | Included in overheads
Site establishment
Delivery of temp accomodation to site and removal on completion | 1 | Item | 2500 | 2500
Site office (inc furniture) | 68 | weeks | 65 | 4420
Meeting room (inc furniture) | 68 | weeks | 60 | 4080
Canteens and Kitchens | 68 | weeks | 65 | 4420
Drying room | 68 | weeks |  | 0 | Included in canteen, combined unit
Toilets and washrooms | 68 | weeks | 110 | 7480
Secure stores | 68 | weeks | 12.5 | 850
Telephones and Photocopiers (connection and charges) | 68 | weeks | 35.3 | 2400.4
IT systems with email and internet capability | 68 | weeks |  | 0 | Included in overheads
Consumables and services associated with site accommodation | 68 | weeks | 102.95 | 7000.6
Fire points and fire fighting equipment | 1 | Item | 1750 | 1750
Main Contractor's Signboard | 1 | Item |  | 0 | Included in signboard below
Client/Homes England signboard; production, installation and removal (as ER's) | 1 | Item | 1000 | 1000
Cleaning
Site cleaning | 68 | weeks | 325 | 22100
Site set up
Tarmac and hardcore compound area | 1 | item | 2000 | 2000
Temporary roads incl demarcation for safe pedestrian and vehicular routes | 1 | item | 10000 | 10000
Temproary fencing to compound area | 1 | item |  | 0 | Included in item below
Temporary security fencing to site perimeter | 1 | item | 10270 | 10270 | Herras fencing only
Removal of compound on completion; reinstatement | 1 | item |  | 0 | No cost associated
Temp Services incl all connections, disconnections and usage
Water supply | 68 | weeks | 95.96 | 6525.28
Gas Supply | 68 | weeks | 139.71 | 9500.28
Electric supply, Lighting and power | 68 | weeks | 250 | 17000
Drainage | 68 | weeks | 22.06 | 1500.08
Security
Night watchman | 68 | weeks | 84 | 5712 | Only included to 2 week Christmas shutdown
Pedestrian gates | 1 | item |  | 0 | Included in security fencing
Vehicular gates | 1 | item | 500 | 500
CCTV cameras set up costs | 1 | item | 1000 | 1000
CCTV weekly charge | 68 | weeks | 250 | 17000
Material distribution
Forklift and driver | 34 | weeks | 1589.71 | 54050.14
Site plant
Small Dumper | 34 | weeks |  | 0 | Not required, S/C package
Mixer | 34 | weeks |  | 0 | Not required, S/C package
Road Sweeper including driver and fuel | 34 | weeks | 300 | 10200
Excavator / mini digger including driver and fuel | 34 | weeks |  | 0 | Not required, S/C package
Small tools and equiptment | 34 | weeks | 110 | 3740
Health and Safety
1st aid kit | 1 | item | 250 | 250
Health and safety site visits | 1 | item | 4800 | 4800
Falling from heights | 1 | item | 20196.5 | 20196.5
Scaffolding
External scaffolding including mat | 1 | item | 83500 | 83500
Adaption of Scaffolding | 1 | item |  | 0 | Subject to elevational treatments
Internal Scaffolding | 1 | item |  | 0 | Included in external scaffold
Fees and charges
Specialist site survey and level survey | 1 | item |  | 0 | Included within pre contract survey work
As built drawings and manuals | 1 | item |  | 0 | Included in post contract design fees
CDM regulations and health and safety plan | 1 | item |  | 0 | Included in overheads
Considerate constructors scheme | 1 | item | 2000 | 2000
SAP calculations and energy performance certificates | 1 | item | 1687.5 | 1687.5
Robust details | 1 | item | 945 | 945
Building Control Fees | 1 | item | 7560 | 7560
Planning Condition Discharge Fees | 15 | no | 170 | 2550 | tenderer to assume there are 15 conditions requiring discharge
Adoption Agreements for Section 278, 104 and 38 Agreements | 1 | item | 20000 | 20000 | tenderer to assume road and sewers on virtual plan to be adopted
NHBC (or equivalent) 12 year structural warranty cover | 1 | item | 40000 | 40000 | tenderer not to include for insolvency cover
Testing and reports
Methane and radon testing and reports | 1 | item |  | 0 | Included within pre contract survey work
Concrete testing and reports | 1 | item |  | 0 | Included within S/C package
Dilapidation Surveys | 1 | Item |  | 0 | Included in overheads
Sound testing | 1 | item |  | 0 | Included as Robust Standard Details
Air pressure tests | 1 | item | 2450 | 2450
Handover costs
Snagging costs / inspections | 1 | item | 13500 | 13500
Contract cleaners | 1 | item | 10800 | 10800
Clean to external areas | 1 | item |  | 0 | Included in contract cleaners
Skips | 8 | no | 225 | 1800
Lorry and tipping charges | 1 | item |  | 0 | Included within S/C package
Resident handover packs | 27 | no |  | 0 | Included in overheads
Insurances and Guarantees
Project specific Insurances | 1 | Item |  | 0 | Included in overheads
6.5.1 Insurance | 1 | Item | 4000 | 4000
Performance bond / parent company guarantee / insolvency cover |  |  |  | NIL | Contractor to indicate on Supplier Questionnaire
Maintenance period
Defects / Maintenance to dwellings | 27 | no |  | 0 | Included in overheads
External areas - paths, paving and adopted areas | 1 | item |  | 0 | Included within S/C package
Landscaped areas | 1 | item |  | 0 | Included within S/C package
Total of preliminaries |  |  |  | 669037.98
Total of preliminaries expressed as a weekly cost |  |  |  | 9838.7938
Overheads and Profit
Corporate overheads (expressed as a %) |  |  |  | 4%
Profit (expressed as a %) |  |  |  | 2.5%
Overheads and Profit Total |  |  |  | 6.5%
Construction Costs
2 bed 3 person house (constructed as a mid mews) | Quantity | Unit | Rate | Total | No of units | Total
Substructures
Traditional strip foundation and lowest floor construction (expressed as GIFA) | 71.6 | m2 | 105 | 7518 | 3 | 22554
Superstructures
Superstructures | 71.6 | m2 | 630 | 45108 | 3 | 135324
Allowance for Part L June 22 uplift | 1 | item | 4000 | 4000 | 3 | 12000
Total cost for 2B3P mid mews houses (NDSS) | [5 empty] | 169878
2 bed 3 person house (constructed as a semi detached) | Quantity | Unit | Rate | Total | No of units | Total
Substructures
Traditional strip foundation and lowest floor construction (expressed as GIFA) | 71.6 | m2 | 120 | 8592 | 5 | 42960
Superstructures
Superstructures | 71.6 | m2 | 640 | 45824 | 5 | 229120
Allowance for Part L June 22 uplift | 1 | item | 4000 | 4000 | 5 | 20000
Total cost for 2B3P semi detached houses (NDSS) | [5 empty] | 292080
3 bed 4 person House (constructed as a semi detached) | Quantity | Unit | Rate | Total | No of units | Total
Substructures
Traditional strip foundation and lowest floor construction (expressed as GIFA) | 85.2 | m2 | 115 | 9798 | 10 | 97980
Superstructures
Superstructures | 85.2 | m2 | 625 | 53250 | 10 | 532500
Allowance for Part L June 22 uplift | 1 | item | 4250 | 4250 | 10 | 42500
Total cost for 3B4P semi detached houses (NDSS) | [5 empty] | 672980
3 bed 4 person House (constructed as a semi detached) (side entrance) | Quantity | Unit | Rate | Total | No of units | Total
Substructures
Traditional strip foundation and lowest floor construction (expressed as GIFA) | 86.1 | m2 | 115 | 9901.5 | 3 | 29704.5
Superstructures
Superstructures | 86.1 | m2 | 625 | 53812.5 | 3 | 161437.5
Allowance for Part L June 22 uplift | 1 | item | 4250 | 4250 | 3 | 12750
Total cost for 3B4P semi detached houses (NDSS) | [5 empty] | 203892
3 bed 5 person house (constructed as semi detached) | Quantity | Unit | Rate | Total | No of units | Total
Substructures
Traditional strip foundation and lowest floor construction (expressed as GIFA) | 94.2 | m2 | 110 | 10362 | 6 | 62172
Superstructures
Superstructures | 94.2 | m2 | 615 | 57933 | 6 | 347598
Allowance for Part L June 22 uplift | 1 | item | 4500 | 4500 | 6 | 27000
Total cost for 3B5P houses (NDSS) | [5 empty] | 436770
EXTERNAL WORKS | Quantity | Unit | Rate | Total
Site Preparation Works
Site Clearance (assume 300mm deep inert to landfil) | 7942 | m² | 5.45 | 43283.9
Preparatory Groundworks | 7942 | m² | 0.2 | 1588.4
Roads, Paths, Pavings and Surfacings
Adopted Road (tarmac) including all kerbs and dropped kerbs | 814 | m² | 87.5 | 71225
Adopted footpath 2m wide (tarmac) including all edgings | 592 | m² | 55 | 32560
Non Adopted footpath (tarmac) including all edgings | nil | m² |  | 0
Non Adopted Road and Parking Space (tarmac) including all edgings | 900 | m² | 52.5 | 47250
PCC concrete paving 600x600mm (PC sum £40/m2 supply) incl edgings | 1225 | m² | 70 | 85750
Soft Landscaping, Planting and Irrigation Systems
Turf and topsoil (300mm deep) | 2639 | m² | 18.15 | 47897.85
External low level Planting including topsoil and mulch | 660 | m² | 40 | 26400 | PROV SUM
Tree species (PC sum £300) | 67 | no | 300 | 20100 | PROV SUM
Plot timber gates | 29 | no | 125 | 3625
1800mm high close boarded timber fencing, concrete gravel boards and post | 507 | lm | 55 | 27885
2100mm high close boarded timber fencing, concrete gravel boards and post | 401 | lm | 57.5 | 23057.5
External Drainage
Site wide Surface Water and Foul Water Drainage | 1 | item | 81000 | 81000 | PROV SUM
Plot drainage | 27 | item | 6000 | 162000
Land Drainage | 1 | item | 6000 | 6000 | PROV SUM
External Services
Water Mains Supply | 1 | item | 23000 | 23000 | PROV SUM
Electricity Mains Supply | 1 | item | 17250 | 17250 | PROV SUM
Gas Mains Supply | 1 | item | 23000 | 23000 | PROV SUM
Telecommunications and other Communication System Connections | 1 | item | 8250 | 8250 | PROV SUM
External Street Lighting Systems | 1 | item | 11500 | 11500 | PROV SUM
Builder's Work In Connection with External Services | 1 | item | 6000 | 6000 | PROV SUM
Total cost for External Works | [5 empty] | 768622.65
SUMMARY | [5 empty] | TOTAL COST
Preliminaries | [5 empty] | 669037.98
Substructure | [5 empty] | 255370.5
Superstructure | [5 empty] | 1405979.5
Part L Uplift | [5 empty] | 114250
External Works | [5 empty] | 768622.65
Post Contract Design Fees at say 3% | [5 empty] | 96397.8189
OH&P | [5 empty] | 215127.7992
TOTAL GREENFIELD SITE COST FOR 27 AFFORDABLE RENT UNITS IN TRADITIONAL CONSTRUCTION | [5 empty] | 3524786.2481
INNOVATION CHAIN NORTH
Framework of New build Construction Contractors 2024
PRICING SCHEDULE
TENDERER'S NAME | Termrim Construction Limited
LOW VALUE LOT L2
TIMBER FRAME CONSTRUCTION
LOCATION | Lancashire and Cumbria
Virtual Project Scenario
Nature of project | New Build Affordable Rent Units |  |  | 27 no
Size (m2) and Mix (no) of units | 71.6 | 2B3P House |  | 8 | 572.8 | NDSS
| 85.2 | 3B4P House |  | 10 | 852 | NDSS
| 86.1 | 3B4P House (side) |  | 3 | 258.3 | NDSS
| 94.2 | 3B5P House |  | 6 | 565.2 | NDSS
GIFA (m2) | 2248.3
Site Access | Good access direct from main road network
Vandalism risk | High risk - CCTV required with security guard nights and weekends
Length of Contract | 52 | working weeks
Base Date / Commencement Date | 31st January 2024
Form of Contract | JCT design and build 2016 with ICN Amendments
Pricing schedule notes and guidance
1. All rates submitted should be as outlined in the RICS NRM2 Preliminaries (Main Contract)
2. Accommodation and welfare provisions shall be in strict accordance with the CDM Regulations 2015
3. All rates submitted will be applied and used as a basis for the future negotiation of Fixed Price Contracts for all projects within the aforementioned LOT for the full duration of the Framework Agreement. Annual inflationary increases will be applied from the commencement date of the framework and shall be in accordance with BCIS Tender Price Indices or as evidenced to the satisfaction of the instructing client.
4. All items listed below may not be specifically required on every individual project within this LOT. For the purposes of the evaluation each individual item shall be priced or, if included within another item, annotated accordingly identifying which item it is included within. ICN reserves the right to reject any priced schedules submitted with a tender which includes only summary costs or totals which are not fully completed.
5. Should the tenderer deem that a member of the Site Staff and Supervision team will not be required full time on projects within this LOT then the weekly rate shall be adjusted accordingly not the number of weeks. Consideration should be given that the rates inserted will be fixed for future AMP agreements (only subject to inflationary increases as noted above)
6. None of the measured quantities or descriptions are to be altered, all tendering bids are to be based upon a fixed price schedule for consistency.
7. Preliminaries are to be based on the contract period stated above based on timber frame construction. Each item is to be priced based on the relevant contract period. The period stated are for time on site and exclude lead in periods for discharge of pre-start planning conditions. Any other pre-start time costs should be included in the preliminaries. Any items not priced will be deemed not to be required on projects of a similar nature within the afoementioned LOT value range for the duration of the Framework Agreement.
8. Tenderers should allow the percentage for profit and corporate overhead [contractors margin] and these are to include: Contractors profit on net costs. Contracting companies corporate operating overheads on net costs which include cost of premises, employment of non site based staff [with the exception of visiting contract surveyors and construction manager] including estimators, customer care teams, business development managers, buyers, planners, resource, scheduling and programmers, directors and heads of departments, accounts, legal, financing, property costs, administration, IT, human resources, telecoms, transport and vehicles, corporate charges. All contractors contributions to Group overheads [where applicable]
9. The tenderer is to assume Fabric First construction to meet current Building Regulations but is to allow for all Part L uplifts which have been prevalent since June 2022 on a separate line as indicated
10. The tenderer should note that non completion of one schedule will not be a compliant tender - both timber frame and traditional need to be completed
11. The tenderer shall complete the pricing schedule based upon the Affordable Rent specification and Standard House Type layouts (as included within the tender documentation) excluding all abnormal costs.
12. The tenderer shall allow for any cranage and associated works within the timber frame superstructures rate not the preliminaries schedule.
Preliminaries | Quantity | Unit | Rate | Total | Notes
Project specific management and Staff
Project Manager | 52 | weeks |  | 0 | Included in overheads
Contracts Manager | 52 | weeks |  | 0 | Included in overheads
Site Engineer | 52 | weeks | 153.85 | 8000.2
Site Manager | 52 | weeks | 1400 | 72800
Finishing Foreman / Assistant Site Manager | 52 | weeks |  | 0 | Not required
Labourer (including at handover) | 52 | weeks | 700 | 36400
Quantity Surveying /Commercial Management | 52 | weeks | 700 | 36400
Planner | 52 | weeks | 700 | 36400
Health & Safety Officer | 52 | weeks |  | 0 | Included in overheads
Site establishment
Delivery of temp accomodation to site and removal on completion | 1 | Item | 2500 | 2500
Site office (inc furniture) | 52 | weeks | 65 | 3380
Meeting room (inc furniture) | 52 | weeks | 60 | 3120
Canteens and Kitchens | 52 | weeks | 65 | 3380
Drying room | 52 | weeks |  | 0 | Included in canteen, combined unit
Toilets and washrooms | 52 | weeks | 110 | 5720
Secure stores | 52 | weeks | 12.5 | 650
Telephones and Photocopiers (connection and charges) | 52 | weeks | 46.16 | 2400.32
IT systems with email and internet capability | 52 | weeks |  | 0 | Included in overheads
Consumables and services associated with site accommodation | 52 | weeks | 96.16 | 5000.32
Fire points and fire fighting equipment | 1 | Item | 1750 | 1750
Main Contractor's Signboard | 1 | Item |  | 0 | Included in signboard below
Client/Homes England signboard; production, installation and removal (as ER's) | 1 | Item | 1000 | 1000
Cleaning
Site cleaning | 52 | weeks | 394.24 | 20500.48
Site set up
Tarmac and hardcored compound area | 1 | item | 2000 | 2000
Temporary roads including demarcation for safe pedestrian and vehicular routes | 1 | item | 10000 | 10000
Temproary fencing to compound area | 1 | item |  | 0 | Included in item below
Temporary security fencing to site perimeter | 1 | item | 10270 | 10270 | Herras fencing only
Removal of compound on completion; reinstatement | 1 | item |  | 0 | No cost associated
Temp Services incl all connections, disconnections and usage
Water supply | 52 | weeks | 115.87 | 6025.24
Gas Supply | 52 | weeks | 182.7 | 9500.4
Electric supply, Lighting and power | 52 | weeks | 271.16 | 14100.32
Drainage | 52 | weeks | 28.85 | 1500.2
Security
Night watchman | 52 | weeks | 109.85 | 5712.2 | Only included to 2 week Christmas shutdown
Pedestrian gates | 1 | item |  | 0 | Included in security fencing
Vehicular gates | 1 | item | 500 | 500
CCTV cameras set up costs | 1 | item | 1000 | 1000
CCTV weekly charge | 52 | weeks | 250 | 13000
Material distribution
Forklift and driver | 26 | weeks | 1594.24 | 41450.24
Site plant
Small Dumper | 26 | weeks |  | 0 | Not required, S/C package
Mixer | 26 | weeks |  | 0 | Not required, S/C package
Road Sweeper including driver and fuel | 26 | weeks | 300 | 7800
Excavator / mini digger including driver and fuel | 26 | weeks |  | 0 | Not required, S/C package
Small tools and equiptment | 26 | weeks | 110 | 2860
Health and Safety
1st aid kit | 1 | item | 250 | 250
Health and safety site visits | 1 | item | 3600 | 3600
Falling from heights | 1 | item | 10642.5 | 10642.5
Scaffolding
External scaffolding including mat | 1 | item | 95000 | 95000
Adaption of Scaffolding | 1 | item |  | 0 | Subject to elevational treatments
Internal Scaffolding | 1 | item |  | 0 | Included in S/C package
Fees and charges
Specialist site survey and level survey | 1 | item |  | 0 | Included within pre contract survey work
As built drawings and manuals | 1 | item |  | 0 | Included in post contract design fees
CDM regulations and health and safety plan | 1 | item |  | 0 | Included in overheads
Considerate constructors scheme | 1 | item | 1000 | 1000
SAP calculations and energy performance certificates | 1 | item | 1687.5 | 1687.5
Robust details | 1 | item | 945 | 945
Building Control Fees | 1 | item | 7560 | 7560
Planning Condition Discharge Fees | 15 | no | 170 | 2550 | tenderer to assume there are 15 conditions requiring discharge
Adoption Agreements for Section 278, 104 and 38 Agreements | 1 | item | 20000 | 20000 | tenderer to assume road and sewers on virtual plan to be adopted
NHBC (or equivalent) 12 year structural warranty cover | 1 | item | 40000 | 40000 | tenderer not to include for insolvency cover
Testing and reports
Methane and radon testing and reports | 1 | item |  | 0 | Included within pre contract survey work
Concrete testing and reports | 1 | item |  | 0 | Included within S/C package
Dilapidation Surveys | 1 | Item |  | 0 | Included in overheads
Sound testing | 1 | item |  | 0 | Included as Robust Standard Details
Air pressure tests | 1 | item | 2450 | 2450
Handover costs
Snagging costs | 1 | item | 13500 | 13500
Contract cleaners | 1 | item | 10800 | 10800
Clean to external areas | 1 | item |  | 0 | Included in contract cleaners
Skips | 8 | no | 225 | 1800
Lorry and tipping charges | 1 | item |  | 0 | Included within S/C package
Resident handover packs | 27 | no |  | 0 | Included in overheads
Insurances and Guarantees
Project specific Insurance | 1 | Item |  | 0 | Included in overheads
6.5.1 Insurance | 1 | Item | 4000 | 4000
Performance bond / parent company guarantee / insolvency cover |  |  |  | NIL | Contractor to indicate on Supplier Questionnaire
Maintenance period
Defects/Maintenance to dwelling | 27 | no |  | 0 | Included in overheads
External areas - paths, paving and adopted areas | 1 | item |  | 0 | Included within S/C package
Landscaped areas | 1 | item |  | 0 | Included within S/C package
Total of preliminaries |  |  |  | 580904.92
Total of preliminaries expressed as a weekly cost |  |  |  | 11171.2485
Overheads and Profit
Corporate overheads (expressed as a %) |  |  |  | 4%
Profit (expressed as a %) |  |  |  | 2.5%
Overheads and Profit Total |  |  |  | 6.5%
Construction Costs
2 bed 3 person house (constructed as a mid mews) | Quantity | Unit | Rate | Total | No of units | Total
Substructures
Traditional strip foundation and lowest floor construction (expressed as GIFA) | 71.6 | m2 | 105 | 7518 | 3 | 22554
Superstructures
Superstructures | 71.6 | m2 | 670 | 47972 | 3 | 143916
Allowance for Part L June 22 uplift | 1 | item | 4000 | 4000 | 3 | 12000
Total cost for 2B3P mid mews houses (NDSS) | [5 empty] | 178470
2 bed 3 person house (constructed as a semi detached) | Quantity | Unit | Rate | Total | No of units | Total
Substructures
Traditional strip foundation and lowest floor construction (expressed as GIFA) | 71.6 | m2 | 120 | 8592 | 5 | 42960
Superstructures
Superstructures | 71.6 | m2 | 680 | 48688 | 5 | 243440
Allowance for Part L June 22 uplift | 1 | item | 4000 | 4000 | 5 | 20000
Total cost for 2B3P semi detached houses (NDSS) | [5 empty] | 306400
3 bed 4 person House (constructed as a semi detached) | Quantity | Unit | Rate | Total | No of units | Total
Substructures
Traditional strip foundation and lowest floor construction (expressed as GIFA) | 85.2 | m2 | 115 | 9798 | 10 | 97980
Superstructures
Superstructures | 85.2 | m2 | 665 | 56658 | 10 | 566580
Allowance for Part L June 22 uplift | 1 | item | 4250 | 4250 | 10 | 42500
Total cost for 3B4P semi detached houses (NDSS) | [5 empty] | 707060
3 bed 4 person House (constructed as a semi detached) (side entrance) | Quantity | Unit | Rate | Total | No of units | Total
Substructures
Traditional strip foundation and lowest floor construction (expressed as GIFA) | 86.1 | m2 | 115 | 9901.5 | 3 | 29704.5
Superstructures
Superstructures | 86.1 | m2 | 665 | 57256.5 | 3 | 171769.5
Allowance for Part L June 22 uplift | 1 | item | 4250 | 4250 | 3 | 12750
Total cost for 3B4P semi detached houses (NDSS) | [5 empty] | 214224
3 bed 5 person house (constructed as semi detached) | Quantity | Unit | Rate | Total | No of units | Total
Substructures
Traditional strip foundation and lowest floor construction (expressed as GIFA) | 94.2 | m2 | 110 | 10362 | 6 | 62172
Superstructures
Superstructures | 94.2 | m2 | 655 | 61701 | 6 | 370206
Allowance for Part L June 22 uplift | 1 | item | 4500 | 4500 | 6 | 27000
Total cost for 3B5P houses (NDSS) | [5 empty] | 459378
EXTERNAL WORKS | Quantity | Unit | Rate | Total
Site Preparation Works
Site Clearance (assume 300mm deep inert to landfil) | 7942 | m² | 5.45 | 43283.9
Preparatory Groundworks | 7942 | m² | 0.2 | 1588.4
Roads, Paths, Pavings and Surfacings
Adopted Road (tarmac) including all kerbs and dropped kerbs | 814 | m² | 87.5 | 71225
Adopted footpath 2m wide (tarmac) including all edgings | 592 | m² | 55 | 32560
Non Adopted footpath (tarmac) including all edgings | nil | m² |  | 0
Non Adopted Road and Parking Space (tarmac) including all edgings | 900 | m² | 52.5 | 47250
PCC concrete paving 600x600mm (PC sum £40/m2 supply) incl edgings | 1225 | m² | 70 | 85750
Soft Landscaping, Planting and Irrigation Systems
Turf and topsoil (300mm deep) | 2639 | m² | 18.15 | 47897.85
External low level Planting including topsoil and mulch | 660 | m² | 40 | 26400 | PROV SUM
Tree species (PC sum £300) | 67 | no | 300 | 20100 | PROV SUM
Plot timber gates | 29 | no | 125 | 3625
1800mm high close boarded timber fencing, concrete gravel boards and post | 507 | lm | 55 | 27885
2100mm high close boarded timber fencing, concrete gravel boards and post | 401 | lm | 57.5 | 23057.5
External Drainage
Site wide Surface Water and Foul Water Drainage | 1 | item | 81000 | 81000 | PROV SUM
Plot drainage | 27 | item | 6000 | 162000
Land Drainage | 1 | item | 6000 | 6000 | PROV SUM
External Services
Water Mains Supply | 1 | item | 23000 | 23000 | PROV SUM
Electricity Mains Supply | 1 | item | 17250 | 17250 | PROV SUM
Gas Mains Supply | 1 | item | 23000 | 23000 | PROV SUM
Telecommunications and other Communication System Connections | 1 | item | 8250 | 8250 | PROV SUM
External Street Lighting Systems | 1 | item | 11500 | 11500 | PROV SUM
Builder's Work In Connection with External Services | 1 | item | 6000 | 6000 | PROV SUM
Total cost for External Works | [5 empty] | 768622.65
SUMMARY | [5 empty] | TOTAL COST
Preliminaries | [5 empty] | 580904.92
Substructure | [5 empty] | 255370.5
Superstructure | [5 empty] | 1495911.5
Part L Uplift | [5 empty] | 114250
External Works | [5 empty] | 768622.65
Post Contract Design Fees at say 3% | [5 empty] | 96451.7871
OHP | [5 empty] | 215248.2382
TOTAL GREENFIELD SITE COST FOR 27 AFFORDABLE RENT UNITS IN TIMBER FRAME CONSTRUCTION | [5 empty] | 3526759.5953
FINAL SUMMARY
TOTAL GREENFIELD SITE COST FOR 27 AFFORDABLE RENT UNITS IN TRADITIONAL CONSTRUCTION | [5 empty] | 3524786.2481
TOTAL GREENFIELD SITE COST FOR 27 AFFORDABLE RENT UNITS IN TIMBER FRAME CONSTRUCTION | [5 empty] | 3526759.5953
TOTAL COMBINED SITE COST FOR 27 AFFORDABLE RENT UNITS IN TIMBER FRAME CONSTRUCTION AND 27 UNITS IN TRADITIONAL CONSTRUCTION | [5 empty] | 7051545.8434

## Low val Lot 3
INNOVATION CHAIN NORTH
Framework of New build Construction Contractors 2024
PRICING SCHEDULE
TENDERER'S NAME | [insert]
LOW VALUE LOT L3
TRADITIONAL CONSTRUCTION
LOCATION | Northumberland, Tyne & Wear, Durham
Virtual Project Scenario
Nature of project | New Build Affordable Rent Units |  |  | 27 no
Size (m2) and Mix (no) of units | 71.6 | 2B3P House |  | 8 | 572.8 | NDSS
| 85.2 | 3B4P House |  | 10 | 852 | NDSS
| 86.1 | 3B4P House (side) |  | 3 | 258.3 | NDSS
| 94.2 | 3B5P House |  | 6 | 565.2 | NDSS
GIFA (m2) | 2248.3
Site Access | Good access direct from main adopted road network
Vandalism risk | High risk - CCTV required with security guard nights and weekends
Length of Contract | 68 | working weeks
Base Date / Commencement Date | 31st January 2024
Form of Contract | JCT Design and Build 2016 with ICN Amendments
Pricing schedule notes and guidance
1. All rates submitted should be as outlined in the RICS NRM2 Preliminaries (Main Contract)
2. Accommodation and welfare provisions shall be in strict accordance with the CDM Regulations 2015
3. All rates submitted will be applied and used as a basis for the future negotiation of Fixed Price Contracts for all projects within the aforementioned LOT for the full duration of the Framework Agreement. Annual inflationary increases will be applied from the commencement date of the framework and shall be in accordance with BCIS Tender Price Indices or as evidenced to the satisfaction of the instructing client.
4. All items listed below may not be specifically required on every individual project within this LOT. For the purposes of the evaluation each individual item shall be priced or, if included within another item, annotated accordingly identifying which item it is included within. ICN reserves the right to reject any priced schedules submitted with a tender which includes only summary costs or totals which are not fully completed.
5. Should the tenderer deem that a member of the Site Staff and Supervision team will not be required full time on projects within this LOT then the weekly rate shall be adjusted accordingly not the number of weeks. Consideration should be given that the rates inserted will be fixed for future AMP agreements (only subject to inflationary increases as noted above)
6. None of the measured quantities or descriptions are to be altered, all tendering bids are to be based upon a fixed price schedule for consistency.
7. Preliminaries are to be based on the contract period stated above based on traditional masonry construction. Each item is to be priced based on the relevant contract period. The period stated are for time on site and exclude lead in periods for discharge of pre-start planning conditions. Any other pre-start time costs should be included in the preliminaries. Any items not priced will be deemed not to be required on projects of a similar nature within the afoementioned LOT value range for the duration of the Framework Agreement.
8. Tenderers should allow the percentage for profit and corporate overhead [contractors margin] and these are to include: Contractors profit on net costs. Contracting companies corporate operating overheads on net costs which include cost of premises, employment of non site based staff [with the exception of visiting contract surveyors and construction manager] including estimators, customer care teams, business development managers, buyers, planners, resource, scheduling and programmers, directors and heads of departments, accounts, legal, financing, property costs, administration, IT, human resources, telecoms, transport and vehicles, corporate charges. All contractors contributions to Group overheads [where applicable]
9. The tenderer is to assume Fabric First construction to meet current Building Regulations but is to allow for all Part L uplifts which have been prevalent since June 2022 on a separate line as indicated
10. The tenderer should note that non completion of one schedule will not be a compliant tender - both timber frame and traditional need to be completed
11. The tenderer shall complete the pricing schedule based upon the Affordable Rent specification and Standard House Type layouts (as included within the tender documentation) excluding all abnormal costs.
Preliminaries | Quantity | Unit | Rate | Total | Notes
Project specific management and Staff
Project Manager | 68 | weeks |  | 0
Contracts Manager | 68 | weeks |  | 0
Site Engineer | 68 | weeks |  | 0
Site Manager | 68 | weeks |  | 0
Finishing Foreman / Assistant Site Manager | 68 | weeks |  | 0
Labourer (including at handover) | 68 | weeks |  | 0
Quantity Surveying / Commercial Management | 68 | weeks |  | 0
Planner | 68 | weeks |  | 0
Health & Safety Officer | 68 | weeks |  | 0
Site establishment
Delivery of temp accomodation to site and removal on completion | 1 | Item |  | 0
Site office (inc furniture) | 68 | weeks |  | 0
Meeting room (inc furniture) | 68 | weeks |  | 0
Canteens and Kitchens | 68 | weeks |  | 0
Drying room | 68 | weeks |  | 0
Toilets and washrooms | 68 | weeks |  | 0
Secure stores | 68 | weeks |  | 0
Telephones and Photocopiers (connection and charges) | 68 | weeks |  | 0
IT systems with email and internet capability | 68 | weeks |  | 0
Consumables and services associated with site accommodation | 68 | weeks |  | 0
Fire points and fire fighting equipment | 1 | Item |  | 0
Main Contractor's Signboard | 1 | Item |  | 0
Client/Homes England signboard; production, installation and removal (as ER's) | 1 | Item |  | 0
Cleaning
Site cleaning | 68 | weeks |  | 0
Site set up
Tarmac and hardcore compound area | 1 | item |  | 0
Temporary roads incl demarcation for safe pedestrian and vehicular routes | 1 | item |  | 0
Temproary fencing to compound area | 1 | item |  | 0
Temporary security fencing to site perimeter | 1 | item |  | 0
Removal of compound on completion; reinstatement | 1 | item |  | 0
Temp Services incl all connections, disconnections and usage
Water supply | 68 | weeks |  | 0
Gas Supply | 68 | weeks |  | 0
Electric supply, Lighting and power | 68 | weeks |  | 0
Drainage | 68 | weeks |  | 0
Security
Night watchman | 68 | weeks |  | 0
Pedestrian gates | 1 | item |  | 0
Vehicular gates | 1 | item |  | 0
CCTV cameras set up costs | 1 | item |  | 0
CCTV weekly charge | 68 | weeks |  | 0
Material distribution
Forklift and driver | 34 | weeks |  | 0
Site plant
Small Dumper | 34 | weeks |  | 0
Mixer | 34 | weeks |  | 0
Road Sweeper including driver and fuel | 34 | weeks |  | 0
Excavator / mini digger including driver and fuel | 34 | weeks |  | 0
Small tools and equiptment | 34 | weeks |  | 0
Health and Safety
1st aid kit | 1 | item |  | 0
Health and safety site visits | 1 | item |  | 0
Falling from heights | 1 | item |  | 0
Scaffolding
External scaffolding including mat | 1 | item |  | 0
Adaption of Scaffolding | 1 | item |  | 0
Internal Scaffolding | 1 | item |  | 0
Fees and charges
Specialist site survey and level survey | 1 | item |  | 0
As built drawings and manuals | 1 | item |  | 0
CDM regulations and health and safety plan | 1 | item |  | 0
Considerate constructors scheme | 1 | item |  | 0
SAP calculations and energy performance certificates | 1 | item |  | 0
Robust details | 1 | item |  | 0
Building Control Fees | 1 | item |  | 0
Planning Condition Discharge Fees | 15 | no |  | 0 | tenderer to assume there are 15 conditions requiring discharge
Adoption Agreements for Section 278, 104 and 38 Agreements | 1 | item |  | 0 | tenderer to assume road and sewers on virtual plan to be adopted
NHBC (or equivalent) 12 year structural warranty cover | 1 | item |  | 0 | tenderer not to include for insolvency cover
Testing and reports
Methane and radon testing and reports | 1 | item |  | 0
Concrete testing and reports | 1 | item |  | 0
Dilapidation Surveys | 1 | Item |  | 0
Sound testing | 1 | item |  | 0
Air pressure tests | 1 | item |  | 0
Handover costs
Snagging costs / inspections | 1 | item |  | 0
Contract cleaners | 1 | item |  | 0
Clean to external areas | 1 | item |  | 0
Skips | 8 | no |  | 0
Lorry and tipping charges | 1 | item |  | 0
Resident handover packs | 27 | no |  | 0
Insurances and Guarantees
Project specific Insurances | 1 | Item |  | 0
6.5.1 Insurance | 1 | Item |  | 0
Performance bond / parent company guarantee / insolvency cover |  |  |  | NIL | Contractor to indicate on Supplier Questionnaire
Maintenance period
Defects / Maintenance to dwellings | 27 | no |  | 0
External areas - paths, paving and adopted areas | 1 | item |  | 0
Landscaped areas | 1 | item |  | 0
Total of preliminaries |  |  |  | 0
Total of preliminaries expressed as a weekly cost |  |  |  | 0
Overheads and Profit
Corporate overheads (expressed as a %) |  |  |  | 0%
Profit (expressed as a %) |  |  |  | 0%
Overheads and Profit Total |  |  |  | 0%
Construction Costs
2 bed 3 person house (constructed as a mid mews) | Quantity | Unit | Rate | Total | No of units | Total
Substructures
Traditional strip foundation and lowest floor construction (expressed as GIFA) | 71.6 | m2 |  | 0 | 3 | 0
Superstructures
Superstructures | 71.6 | m2 |  | 0 | 3 | 0
Allowance for Part L June 22 uplift | 1 | item |  | 0 | 3 | 0
Total cost for 2B3P mid mews houses (NDSS) | [5 empty] | 0
2 bed 3 person house (constructed as a semi detached) | Quantity | Unit | Rate | Total | No of units | Total
Substructures
Traditional strip foundation and lowest floor construction (expressed as GIFA) | 71.6 | m2 |  | 0 | 5 | 0
Superstructures
Superstructures | 71.6 | m2 |  | 0 | 5 | 0
Allowance for Part L June 22 uplift | 1 | item |  | 0 | 5 | 0
Total cost for 2B3P semi detached houses (NDSS) | [5 empty] | 0
3 bed 4 person House (constructed as a semi detached) | Quantity | Unit | Rate | Total | No of units | Total
Substructures
Traditional strip foundation and lowest floor construction (expressed as GIFA) | 85.2 | m2 |  | 0 | 10 | 0
Superstructures
Superstructures | 85.2 | m2 |  | 0 | 10 | 0
Allowance for Part L June 22 uplift | 1 | item |  | 0 | 10 | 0
Total cost for 3B4P semi detached houses (NDSS) | [5 empty] | 0
3 bed 4 person House (constructed as a semi detached) (side entrance) | Quantity | Unit | Rate | Total | No of units | Total
Substructures
Traditional strip foundation and lowest floor construction (expressed as GIFA) | 86.1 | m2 |  | 0 | 3 | 0
Superstructures
Superstructures | 86.1 | m2 |  | 0 | 3 | 0
Allowance for Part L June 22 uplift | 1 | item |  | 0 | 3 | 0
Total cost for 3B4P semi detached houses (NDSS) | [5 empty] | 0
3 bed 5 person house (constructed as semi detached) | Quantity | Unit | Rate | Total | No of units | Total
Substructures
Traditional strip foundation and lowest floor construction (expressed as GIFA) | 94.2 | m2 |  | 0 | 6 | 0
Superstructures
Superstructures | 94.2 | m2 |  | 0 | 6 | 0
Allowance for Part L June 22 uplift | 1 | item |  | 0 | 6 | 0
Total cost for 3B5P houses (NDSS) | [5 empty] | 0
EXTERNAL WORKS | Quantity | Unit | Rate | Total
Site Preparation Works
Site Clearance (assume 300mm deep inert to landfil) | 7942 | m² |  | 0
Preparatory Groundworks | 7942 | m² |  | 0
Roads, Paths, Pavings and Surfacings
Adopted Road (tarmac) including all kerbs and dropped kerbs | 814 | m² |  | 0
Adopted footpath 2m wide (tarmac) including all edgings | 592 | m² |  | 0
Non Adopted footpath (tarmac) including all edgings | nil | m² |  | 0
Non Adopted Road and Parking Space (tarmac) including all edgings | 900 | m² |  | 0
PCC concrete paving 600x600mm (PC sum £40/m2 supply) incl edgings | 1225 | m² |  | 0
Soft Landscaping, Planting and Irrigation Systems
Turf and topsoil (300mm deep) | 2639 | m² |  | 0
External low level Planting including topsoil and mulch | 660 | m² | 40 | 26400 | PROV SUM
Tree species (PC sum £300) | 67 | no | 300 | 20100 | PROV SUM
Plot timber gates | 29 | no |  | 0
1800mm high close boarded timber fencing, concrete gravel boards and post | 507 | lm |  | 0
2100mm high close boarded timber fencing, concrete gravel boards and post | 401 | lm |  | 0
External Drainage
Site wide Surface Water and Foul Water Drainage | 1 | item | 81000 | 81000 | PROV SUM
Plot drainage | 27 | item |  | 0
Land Drainage | 1 | item | 6000 | 6000 | PROV SUM
External Services
Water Mains Supply | 1 | item | 23000 | 23000 | PROV SUM
Electricity Mains Supply | 1 | item | 17250 | 17250 | PROV SUM
Gas Mains Supply | 1 | item | 23000 | 23000 | PROV SUM
Telecommunications and other Communication System Connections | 1 | item | 8250 | 8250 | PROV SUM
External Street Lighting Systems | 1 | item | 11500 | 11500 | PROV SUM
Builder's Work In Connection with External Services | 1 | item | 6000 | 6000 | PROV SUM
Total cost for External Works | [5 empty] | 222500
SUMMARY | [5 empty] | TOTAL COST
Preliminaries | [5 empty] | 0
Substructure | [5 empty] | 0
Superstructure | [5 empty] | 0
Part L Uplift | [5 empty] | 0
External Works | [5 empty] | 222500
Post Contract Design Fees at say 3% | [5 empty] | 6675
OH&P | [5 empty] | 0
TOTAL GREENFIELD SITE COST FOR 27 AFFORDABLE RENT UNITS IN TRADITIONAL CONSTRUCTION | [5 empty] | 229175
INNOVATION CHAIN NORTH
Framework of New build Construction Contractors 2024
PRICING SCHEDULE
TENDERER'S NAME | [insert]
LOW VALUE LOT L3
TIMBER FRAME CONSTRUCTION
LOCATION | Northumberland, Tyne & Wear, Durham
Virtual Project Scenario
Nature of project | New Build Affordable Rent Units |  |  | 27 no
Size (m2) and Mix (no) of units | 71.6 | 2B3P House |  | 8 | 572.8 | NDSS
| 85.2 | 3B4P House |  | 10 | 852 | NDSS
| 86.1 | 3B4P House (side) |  | 3 | 258.3 | NDSS
| 94.2 | 3B5P House |  | 6 | 565.2 | NDSS
GIFA (m2) | 2248.3
Site Access | Good access direct from main road network
Vandalism risk | High risk - CCTV required with security guard nights and weekends
Length of Contract | 52 | working weeks
Base Date / Commencement Date | 31st January 2024
Form of Contract | JCT design and build 2016 with ICN Amendments
Pricing schedule notes and guidance
1. All rates submitted should be as outlined in the RICS NRM2 Preliminaries (Main Contract)
2. Accommodation and welfare provisions shall be in strict accordance with the CDM Regulations 2015
3. All rates submitted will be applied and used as a basis for the future negotiation of Fixed Price Contracts for all projects within the aforementioned LOT for the full duration of the Framework Agreement. Annual inflationary increases will be applied from the commencement date of the framework and shall be in accordance with BCIS Tender Price Indices or as evidenced to the satisfaction of the instructing client.
4. All items listed below may not be specifically required on every individual project within this LOT. For the purposes of the evaluation each individual item shall be priced or, if included within another item, annotated accordingly identifying which item it is included within. ICN reserves the right to reject any priced schedules submitted with a tender which includes only summary costs or totals which are not fully completed.
5. Should the tenderer deem that a member of the Site Staff and Supervision team will not be required full time on projects within this LOT then the weekly rate shall be adjusted accordingly not the number of weeks. Consideration should be given that the rates inserted will be fixed for future AMP agreements (only subject to inflationary increases as noted above)
6. None of the measured quantities or descriptions are to be altered, all tendering bids are to be based upon a fixed price schedule for consistency.
7. Preliminaries are to be based on the contract period stated above based on timber frame construction. Each item is to be priced based on the relevant contract period. The period stated are for time on site and exclude lead in periods for discharge of pre-start planning conditions. Any other pre-start time costs should be included in the preliminaries. Any items not priced will be deemed not to be required on projects of a similar nature within the afoementioned LOT value range for the duration of the Framework Agreement.
8. Tenderers should allow the percentage for profit and corporate overhead [contractors margin] and these are to include: Contractors profit on net costs. Contracting companies corporate operating overheads on net costs which include cost of premises, employment of non site based staff [with the exception of visiting contract surveyors and construction manager] including estimators, customer care teams, business development managers, buyers, planners, resource, scheduling and programmers, directors and heads of departments, accounts, legal, financing, property costs, administration, IT, human resources, telecoms, transport and vehicles, corporate charges. All contractors contributions to Group overheads [where applicable]
9. The tenderer is to assume Fabric First construction to meet current Building Regulations but is to allow for all Part L uplifts which have been prevalent since June 2022 on a separate line as indicated
10. The tenderer should note that non completion of one schedule will not be a compliant tender - both timber frame and traditional need to be completed
11. The tenderer shall complete the pricing schedule based upon the Affordable Rent specification and Standard House Type layouts (as included within the tender documentation) excluding all abnormal costs.
12. The tenderer shall allow for any cranage and associated works within the timber frame superstructures rate not the preliminaries schedule.
Preliminaries | Quantity | Unit | Rate | Total | Notes
Project specific management and Staff
Project Manager | 52 | weeks |  | 0
Contracts Manager | 52 | weeks |  | 0
Site Engineer | 52 | weeks |  | 0
Site Manager | 52 | weeks |  | 0
Finishing Foreman / Assistant Site Manager | 52 | weeks |  | 0
Labourer (including at handover) | 52 | weeks |  | 0
Quantity Surveying /Commercial Management | 52 | weeks |  | 0
Planner | 52 | weeks |  | 0
Health & Safety Officer | 52 | weeks |  | 0
Site establishment
Delivery of temp accomodation to site and removal on completion | 1 | Item |  | 0
Site office (inc furniture) | 52 | weeks |  | 0
Meeting room (inc furniture) | 52 | weeks |  | 0
Canteens and Kitchens | 52 | weeks |  | 0
Drying room | 52 | weeks |  | 0
Toilets and washrooms | 52 | weeks |  | 0
Secure stores | 52 | weeks |  | 0
Telephones and Photocopiers (connection and charges) | 52 | weeks |  | 0
IT systems with email and internet capability | 52 | weeks |  | 0
Consumables and services associated with site accommodation | 52 | weeks |  | 0
Fire points and fire fighting equipment | 1 | Item |  | 0
Main Contractor's Signboard | 1 | Item |  | 0
Client/Homes England signboard; production, installation and removal (as ER's) | 1 | Item |  | 0
Cleaning
Site cleaning | 52 | weeks |  | 0
Site set up
Tarmac and hardcored compound area | 1 | item |  | 0
Temporary roads including demarcation for safe pedestrian and vehicular routes | 1 | item |  | 0
Temproary fencing to compound area | 1 | item |  | 0
Temporary security fencing to site perimeter | 1 | item |  | 0
Removal of compound on completion; reinstatement | 1 | item |  | 0
Temp Services incl all connections, disconnections and usage
Water supply | 52 | weeks |  | 0
Gas Supply | 52 | weeks |  | 0
Electric supply, Lighting and power | 52 | weeks |  | 0
Drainage | 52 | weeks |  | 0
Security
Night watchman | 52 | weeks |  | 0
Pedestrian gates | 1 | item |  | 0
Vehicular gates | 1 | item |  | 0
CCTV cameras set up costs | 1 | item |  | 0
CCTV weekly charge | 52 | weeks |  | 0
Material distribution
Forklift and driver | 26 | weeks |  | 0
Site plant
Small Dumper | 26 | weeks |  | 0
Mixer | 26 | weeks |  | 0
Road Sweeper including driver and fuel | 26 | weeks |  | 0
Excavator / mini digger including driver and fuel | 26 | weeks |  | 0
Small tools and equiptment | 26 | weeks |  | 0
Health and Safety
1st aid kit | 1 | item |  | 0
Health and safety site visits | 1 | item |  | 0
Falling from heights | 1 | item |  | 0
Scaffolding
External scaffolding including mat | 1 | item |  | 0
Adaption of Scaffolding | 1 | item |  | 0
Internal Scaffolding | 1 | item |  | 0
Fees and charges
Specialist site survey and level survey | 1 | item |  | 0
As built drawings and manuals | 1 | item |  | 0
CDM regulations and health and safety plan | 1 | item |  | 0
Considerate constructors scheme | 1 | item |  | 0
SAP calculations and energy performance certificates | 1 | item |  | 0
Robust details | 1 | item |  | 0
Building Control Fees | 1 | item |  | 0
Planning Condition Discharge Fees | 15 | no |  | 0 | tenderer to assume there are 15 conditions requiring discharge
Adoption Agreements for Section 278, 104 and 38 Agreements | 1 | item |  | 0 | tenderer to assume road and sewers on virtual plan to be adopted
NHBC (or equivalent) 12 year structural warranty cover | 1 | item |  | 0 | tenderer not to include for insolvency cover
Testing and reports
Methane and radon testing and reports | 1 | item |  | 0
Concrete testing and reports | 1 | item |  | 0
Dilapidation Surveys | 1 | Item |  | 0
Sound testing | 1 | item |  | 0
Air pressure tests | 1 | item |  | 0
Handover costs
Snagging costs | 1 | item |  | 0
Contract cleaners | 1 | item |  | 0
Clean to external areas | 1 | item |  | 0
Skips | 8 | no |  | 0
Lorry and tipping charges | 1 | item |  | 0
Resident handover packs | 27 | no |  | 0
Insurances and Guarantees
Project specific Insurance | 1 | Item |  | 0
6.5.1 Insurance | 1 | Item |  | 0
Performance bond / parent company guarantee / insolvency cover |  |  |  | NIL | Contractor to indicate on Supplier Questionnaire
Maintenance period
Defects/Maintenance to dwelling | 27 | no |  | 0
External areas - paths, paving and adopted areas | 1 | item |  | 0
Landscaped areas | 1 | item |  | 0
Total of preliminaries |  |  |  | 0
Total of preliminaries expressed as a weekly cost |  |  |  | 0
Overheads and Profit
Corporate overheads (expressed as a %) |  |  |  | 0%
Profit (expressed as a %) |  |  |  | 0%
Overheads and Profit Total |  |  |  | 0%
Construction Costs
2 bed 3 person house (constructed as a mid mews) | Quantity | Unit | Rate | Total | No of units | Total
Substructures
Traditional strip foundation and lowest floor construction (expressed as GIFA) | 71.6 | m2 |  | 0 | 3 | 0
Superstructures
Superstructures | 71.6 | m2 |  | 0 | 3 | 0
Allowance for Part L June 22 uplift | 1 | item |  | 0 | 3 | 0
Total cost for 2B3P mid mews houses (NDSS) | [5 empty] | 0
2 bed 3 person house (constructed as a semi detached) | Quantity | Unit | Rate | Total | No of units | Total
Substructures
Traditional strip foundation and lowest floor construction (expressed as GIFA) | 71.6 | m2 |  | 0 | 5 | 0
Superstructures
Superstructures | 71.6 | m2 |  | 0 | 5 | 0
Allowance for Part L June 22 uplift | 1 | item |  | 0 | 5 | 0
Total cost for 2B3P semi detached houses (NDSS) | [5 empty] | 0
3 bed 4 person House (constructed as a semi detached) | Quantity | Unit | Rate | Total | No of units | Total
Substructures
Traditional strip foundation and lowest floor construction (expressed as GIFA) | 85.2 | m2 |  | 0 | 10 | 0
Superstructures
Superstructures | 85.2 | m2 |  | 0 | 10 | 0
Allowance for Part L June 22 uplift | 1 | item |  | 0 | 10 | 0
Total cost for 3B4P semi detached houses (NDSS) | [5 empty] | 0
3 bed 4 person House (constructed as a semi detached) (side entrance) | Quantity | Unit | Rate | Total | No of units | Total
Substructures
Traditional strip foundation and lowest floor construction (expressed as GIFA) | 86.1 | m2 |  | 0 | 3 | 0
Superstructures
Superstructures | 86.1 | m2 |  | 0 | 3 | 0
Allowance for Part L June 22 uplift | 1 | item |  | 0 | 3 | 0
Total cost for 3B4P semi detached houses (NDSS) | [5 empty] | 0
3 bed 5 person house (constructed as semi detached) | Quantity | Unit | Rate | Total | No of units | Total
Substructures
Traditional strip foundation and lowest floor construction (expressed as GIFA) | 94.2 | m2 |  | 0 | 6 | 0
Superstructures
Superstructures | 94.2 | m2 |  | 0 | 6 | 0
Allowance for Part L June 22 uplift | 1 | item |  | 0 | 6 | 0
Total cost for 3B5P houses (NDSS) | [5 empty] | 0
EXTERNAL WORKS | Quantity | Unit | Rate | Total
Site Preparation Works
Site Clearance (assume 300mm deep inert to landfil) | 7942 | m² |  | 0
Preparatory Groundworks | 7942 | m² |  | 0
Roads, Paths, Pavings and Surfacings
Adopted Road (tarmac) including all kerbs and dropped kerbs | 814 | m² |  | 0
Adopted footpath 2m wide (tarmac) including all edgings | 592 | m² |  | 0
Non Adopted footpath (tarmac) including all edgings | nil | m² |  | 0
Non Adopted Road and Parking Space (tarmac) including all edgings | 900 | m² |  | 0
PCC concrete paving 600x600mm (PC sum £40/m2 supply) incl edgings | 1225 | m² |  | 0
Soft Landscaping, Planting and Irrigation Systems
Turf and topsoil (300mm deep) | 2639 | m² |  | 0
External low level Planting including topsoil and mulch | 660 | m² | 40 | 26400 | PROV SUM
Tree species (PC sum £300) | 67 | no | 300 | 20100 | PROV SUM
Plot timber gates | 29 | no |  | 0
1800mm high close boarded timber fencing, concrete gravel boards and post | 507 | lm |  | 0
2100mm high close boarded timber fencing, concrete gravel boards and post | 401 | lm |  | 0
External Drainage
Site wide Surface Water and Foul Water Drainage | 1 | item | 81000 | 81000 | PROV SUM
Plot drainage | 27 | item |  | 0
Land Drainage | 1 | item | 6000 | 6000 | PROV SUM
External Services
Water Mains Supply | 1 | item | 23000 | 23000 | PROV SUM
Electricity Mains Supply | 1 | item | 17250 | 17250 | PROV SUM
Gas Mains Supply | 1 | item | 23000 | 23000 | PROV SUM
Telecommunications and other Communication System Connections | 1 | item | 8250 | 8250 | PROV SUM
External Street Lighting Systems | 1 | item | 11500 | 11500 | PROV SUM
Builder's Work In Connection with External Services | 1 | item | 6000 | 6000 | PROV SUM
Total cost for External Works | [5 empty] | 222500
SUMMARY | [5 empty] | TOTAL COST
Preliminaries | [5 empty] | 0
Substructure | [5 empty] | 0
Superstructure | [5 empty] | 0
Part L Uplift | [5 empty] | 0
External Works | [5 empty] | 222500
Post Contract Design Fees at say 3% | [5 empty] | 6675
OHP | [5 empty] | 0
TOTAL GREENFIELD SITE COST FOR 27 AFFORDABLE RENT UNITS IN TIMBER FRAME CONSTRUCTION | [5 empty] | 229175
FINAL SUMMARY
TOTAL GREENFIELD SITE COST FOR 27 AFFORDABLE RENT UNITS IN TRADITIONAL CONSTRUCTION | [5 empty] | 229175
TOTAL GREENFIELD SITE COST FOR 27 AFFORDABLE RENT UNITS IN TIMBER FRAME CONSTRUCTION | [5 empty] | 229175
TOTAL COMBINED SITE COST FOR 27 AFFORDABLE RENT UNITS IN TIMBER FRAME CONSTRUCTION AND 27 UNITS IN TRADITIONAL CONSTRUCTION | [5 empty] | 458350

## Low val Lot 4
INNOVATION CHAIN NORTH
Framework of New build Construction Contractors 2024
PRICING SCHEDULE
TENDERER'S NAME | Termrim Construction Limited
LOW VALUE LOT L4
TRADITIONAL CONSTRUCTION
LOCATION | North Yorkshire, West Yorkshire and East Yorkshire
Virtual Project Scenario
Nature of project | New Build Affordable Rent Units |  |  | 27 no
Size (m2) and Mix (no) of units | 71.6 | 2B3P House |  | 8 | 572.8 | NDSS
| 85.2 | 3B4P House |  | 10 | 852 | NDSS
| 86.1 | 3B4P House (side) |  | 3 | 258.3 | NDSS
| 94.2 | 3B5P House |  | 6 | 565.2 | NDSS
GIFA (m2) | 2248.3
Site Access | Good access direct from main adopted road network
Vandalism risk | High risk - CCTV required with security guard nights and weekends
Length of Contract | 68 | working weeks
Base Date / Commencement Date | 31st January 2024
Form of Contract | JCT Design and Build 2016 with ICN Amendments
Pricing schedule notes and guidance
1. All rates submitted should be as outlined in the RICS NRM2 Preliminaries (Main Contract)
2. Accommodation and welfare provisions shall be in strict accordance with the CDM Regulations 2015
3. All rates submitted will be applied and used as a basis for the future negotiation of Fixed Price Contracts for all projects within the aforementioned LOT for the full duration of the Framework Agreement. Annual inflationary increases will be applied from the commencement date of the framework and shall be in accordance with BCIS Tender Price Indices or as evidenced to the satisfaction of the instructing client.
4. All items listed below may not be specifically required on every individual project within this LOT. For the purposes of the evaluation each individual item shall be priced or, if included within another item, annotated accordingly identifying which item it is included within. ICN reserves the right to reject any priced schedules submitted with a tender which includes only summary costs or totals which are not fully completed.
5. Should the tenderer deem that a member of the Site Staff and Supervision team will not be required full time on projects within this LOT then the weekly rate shall be adjusted accordingly not the number of weeks. Consideration should be given that the rates inserted will be fixed for future AMP agreements (only subject to inflationary increases as noted above)
6. None of the measured quantities or descriptions are to be altered, all tendering bids are to be based upon a fixed price schedule for consistency.
7. Preliminaries are to be based on the contract period stated above based on traditional masonry construction. Each item is to be priced based on the relevant contract period. The period stated are for time on site and exclude lead in periods for discharge of pre-start planning conditions. Any other pre-start time costs should be included in the preliminaries. Any items not priced will be deemed not to be required on projects of a similar nature within the afoementioned LOT value range for the duration of the Framework Agreement.
8. Tenderers should allow the percentage for profit and corporate overhead [contractors margin] and these are to include: Contractors profit on net costs. Contracting companies corporate operating overheads on net costs which include cost of premises, employment of non site based staff [with the exception of visiting contract surveyors and construction manager] including estimators, customer care teams, business development managers, buyers, planners, resource, scheduling and programmers, directors and heads of departments, accounts, legal, financing, property costs, administration, IT, human resources, telecoms, transport and vehicles, corporate charges. All contractors contributions to Group overheads [where applicable]
9. The tenderer is to assume Fabric First construction to meet current Building Regulations but is to allow for all Part L uplifts which have been prevalent since June 2022 on a separate line as indicated
10. The tenderer should note that non completion of one schedule will not be a compliant tender - both timber frame and traditional need to be completed
11. The tenderer shall complete the pricing schedule based upon the Affordable Rent specification and Standard House Type layouts (as included within the tender documentation) excluding all abnormal costs.
Preliminaries | Quantity | Unit | Rate | Total | Notes
Project specific management and Staff
Project Manager | 68 | weeks |  | 0 | Included in overheads
Contracts Manager | 68 | weeks |  | 0 | Included in overheads
Site Engineer | 68 | weeks | 117.65 | 8000.2
Site Manager | 68 | weeks | 1400 | 95200
Finishing Foreman / Assistant Site Manager | 68 | weeks |  | 0 | Not required
Labourer (including at handover) | 68 | weeks | 700 | 47600
Quantity Surveying / Commercial Management | 68 | weeks | 700 | 47600
Planner | 68 | weeks | 700 | 47600
Health & Safety Officer | 68 | weeks |  | 0 | Included in overheads
Site establishment
Delivery of temp accomodation to site and removal on completion | 1 | Item | 2500 | 2500
Site office (inc furniture) | 68 | weeks | 65 | 4420
Meeting room (inc furniture) | 68 | weeks | 60 | 4080
Canteens and Kitchens | 68 | weeks | 65 | 4420
Drying room | 68 | weeks |  | 0 | Included in canteen, combined unit
Toilets and washrooms | 68 | weeks | 110 | 7480
Secure stores | 68 | weeks | 12.5 | 850
Telephones and Photocopiers (connection and charges) | 68 | weeks | 35.3 | 2400.4
IT systems with email and internet capability | 68 | weeks |  | 0 | Included in overheads
Consumables and services associated with site accommodation | 68 | weeks | 102.95 | 7000.6
Fire points and fire fighting equipment | 1 | Item | 1750 | 1750
Main Contractor's Signboard | 1 | Item |  | 0 | Included in signboard below
Client/Homes England signboard; production, installation and removal (as ER's) | 1 | Item | 1000 | 1000
Cleaning
Site cleaning | 68 | weeks | 325 | 22100
Site set up
Tarmac and hardcore compound area | 1 | item | 2000 | 2000
Temporary roads incl demarcation for safe pedestrian and vehicular routes | 1 | item | 10000 | 10000
Temproary fencing to compound area | 1 | item |  | 0 | Included in item below
Temporary security fencing to site perimeter | 1 | item | 10270 | 10270 | Herras fencing only
Removal of compound on completion; reinstatement | 1 | item |  | 0 | No cost associated
Temp Services incl all connections, disconnections and usage
Water supply | 68 | weeks | 95.96 | 6525.28
Gas Supply | 68 | weeks | 139.71 | 9500.28
Electric supply, Lighting and power | 68 | weeks | 250 | 17000
Drainage | 68 | weeks | 22.06 | 1500.08
Security
Night watchman | 68 | weeks | 84 | 5712 | Only included to 2 week Christmas shutdown
Pedestrian gates | 1 | item |  | 0 | Included in security fencing
Vehicular gates | 1 | item | 500 | 500
CCTV cameras set up costs | 1 | item | 1000 | 1000
CCTV weekly charge | 68 | weeks | 250 | 17000
Material distribution
Forklift and driver | 34 | weeks | 1589.71 | 54050.14
Site plant
Small Dumper | 34 | weeks |  | 0 | Not required, S/C package
Mixer | 34 | weeks |  | 0 | Not required, S/C package
Road Sweeper including driver and fuel | 34 | weeks | 300 | 10200
Excavator / mini digger including driver and fuel | 34 | weeks |  | 0 | Not required, S/C package
Small tools and equiptment | 34 | weeks | 110 | 3740
Health and Safety
1st aid kit | 1 | item | 250 | 250
Health and safety site visits | 1 | item | 4800 | 4800
Falling from heights | 1 | item | 20196.5 | 20196.5
Scaffolding
External scaffolding including mat | 1 | item | 83500 | 83500
Adaption of Scaffolding | 1 | item |  | 0 | Subject to elevational treatments
Internal Scaffolding | 1 | item |  | 0 | Included in external scaffold
Fees and charges
Specialist site survey and level survey | 1 | item |  | 0 | Included within pre contract survey work
As built drawings and manuals | 1 | item |  | 0 | Included in post contract design fees
CDM regulations and health and safety plan | 1 | item |  | 0 | Included in overheads
Considerate constructors scheme | 1 | item | 2000 | 2000
SAP calculations and energy performance certificates | 1 | item | 1687.5 | 1687.5
Robust details | 1 | item | 945 | 945
Building Control Fees | 1 | item | 7560 | 7560
Planning Condition Discharge Fees | 15 | no | 170 | 2550 | tenderer to assume there are 15 conditions requiring discharge
Adoption Agreements for Section 278, 104 and 38 Agreements | 1 | item | 20000 | 20000 | tenderer to assume road and sewers on virtual plan to be adopted
NHBC (or equivalent) 12 year structural warranty cover | 1 | item | 40000 | 40000 | tenderer not to include for insolvency cover
Testing and reports
Methane and radon testing and reports | 1 | item |  | 0 | Included within pre contract survey work
Concrete testing and reports | 1 | item |  | 0 | Included within S/C package
Dilapidation Surveys | 1 | Item |  | 0 | Included in overheads
Sound testing | 1 | item |  | 0 | Included as Robust Standard Details
Air pressure tests | 1 | item | 2450 | 2450
Handover costs
Snagging costs / inspections | 1 | item | 13500 | 13500
Contract cleaners | 1 | item | 10800 | 10800
Clean to external areas | 1 | item |  | 0 | Included in contract cleaners
Skips | 8 | no | 225 | 1800
Lorry and tipping charges | 1 | item |  | 0 | Included within S/C package
Resident handover packs | 27 | no |  | 0 | Included in overheads
Insurances and Guarantees
Project specific Insurances | 1 | Item |  | 0 | Included in overheads
6.5.1 Insurance | 1 | Item | 4000 | 4000
Performance bond / parent company guarantee / insolvency cover |  |  |  | NIL | Contractor to indicate on Supplier Questionnaire
Maintenance period
Defects / Maintenance to dwellings | 27 | no |  | 0 | Included in overheads
External areas - paths, paving and adopted areas | 1 | item |  | 0 | Included within S/C package
Landscaped areas | 1 | item |  | 0 | Included within S/C package
Total of preliminaries |  |  |  | 669037.98
Total of preliminaries expressed as a weekly cost |  |  |  | 9838.7938
Overheads and Profit
Corporate overheads (expressed as a %) |  |  |  | 4%
Profit (expressed as a %) |  |  |  | 2.5%
Overheads and Profit Total |  |  |  | 6.5%
Construction Costs
2 bed 3 person house (constructed as a mid mews) | Quantity | Unit | Rate | Total | No of units | Total
Substructures
Traditional strip foundation and lowest floor construction (expressed as GIFA) | 71.6 | m2 | 105 | 7518 | 3 | 22554
Superstructures
Superstructures | 71.6 | m2 | 630 | 45108 | 3 | 135324
Allowance for Part L June 22 uplift | 1 | item | 4000 | 4000 | 3 | 12000
Total cost for 2B3P mid mews houses (NDSS) | [5 empty] | 169878
2 bed 3 person house (constructed as a semi detached) | Quantity | Unit | Rate | Total | No of units | Total
Substructures
Traditional strip foundation and lowest floor construction (expressed as GIFA) | 71.6 | m2 | 120 | 8592 | 5 | 42960
Superstructures
Superstructures | 71.6 | m2 | 640 | 45824 | 5 | 229120
Allowance for Part L June 22 uplift | 1 | item | 4000 | 4000 | 5 | 20000
Total cost for 2B3P semi detached houses (NDSS) | [5 empty] | 292080
3 bed 4 person House (constructed as a semi detached) | Quantity | Unit | Rate | Total | No of units | Total
Substructures
Traditional strip foundation and lowest floor construction (expressed as GIFA) | 85.2 | m2 | 115 | 9798 | 10 | 97980
Superstructures
Superstructures | 85.2 | m2 | 625 | 53250 | 10 | 532500
Allowance for Part L June 22 uplift | 1 | item | 4250 | 4250 | 10 | 42500
Total cost for 3B4P semi detached houses (NDSS) | [5 empty] | 672980
3 bed 4 person House (constructed as a semi detached) (side entrance) | Quantity | Unit | Rate | Total | No of units | Total
Substructures
Traditional strip foundation and lowest floor construction (expressed as GIFA) | 86.1 | m2 | 115 | 9901.5 | 3 | 29704.5
Superstructures
Superstructures | 86.1 | m2 | 625 | 53812.5 | 3 | 161437.5
Allowance for Part L June 22 uplift | 1 | item | 4250 | 4250 | 3 | 12750
Total cost for 3B4P semi detached houses (NDSS) | [5 empty] | 203892
3 bed 5 person house (constructed as semi detached) | Quantity | Unit | Rate | Total | No of units | Total
Substructures
Traditional strip foundation and lowest floor construction (expressed as GIFA) | 94.2 | m2 | 110 | 10362 | 6 | 62172
Superstructures
Superstructures | 94.2 | m2 | 615 | 57933 | 6 | 347598
Allowance for Part L June 22 uplift | 1 | item | 4500 | 4500 | 6 | 27000
Total cost for 3B5P houses (NDSS) | [5 empty] | 436770
EXTERNAL WORKS | Quantity | Unit | Rate | Total
Site Preparation Works
Site Clearance (assume 300mm deep inert to landfil) | 7942 | m² | 5.45 | 43283.9
Preparatory Groundworks | 7942 | m² | 0.2 | 1588.4
Roads, Paths, Pavings and Surfacings
Adopted Road (tarmac) including all kerbs and dropped kerbs | 814 | m² | 87.5 | 71225
Adopted footpath 2m wide (tarmac) including all edgings | 592 | m² | 55 | 32560
Non Adopted footpath (tarmac) including all edgings | nil | m² |  | 0
Non Adopted Road and Parking Space (tarmac) including all edgings | 900 | m² | 52.5 | 47250
PCC concrete paving 600x600mm (PC sum £40/m2 supply) incl edgings | 1225 | m² | 70 | 85750
Soft Landscaping, Planting and Irrigation Systems
Turf and topsoil (300mm deep) | 2639 | m² | 18.15 | 47897.85
External low level Planting including topsoil and mulch | 660 | m² | 40 | 26400 | PROV SUM
Tree species (PC sum £300) | 67 | no | 300 | 20100 | PROV SUM
Plot timber gates | 29 | no | 125 | 3625
1800mm high close boarded timber fencing, concrete gravel boards and post | 507 | lm | 55 | 27885
2100mm high close boarded timber fencing, concrete gravel boards and post | 401 | lm | 57.5 | 23057.5
External Drainage
Site wide Surface Water and Foul Water Drainage | 1 | item | 81000 | 81000 | PROV SUM
Plot drainage | 27 | item | 6000 | 162000
Land Drainage | 1 | item | 6000 | 6000 | PROV SUM
External Services
Water Mains Supply | 1 | item | 23000 | 23000 | PROV SUM
Electricity Mains Supply | 1 | item | 17250 | 17250 | PROV SUM
Gas Mains Supply | 1 | item | 23000 | 23000 | PROV SUM
Telecommunications and other Communication System Connections | 1 | item | 8250 | 8250 | PROV SUM
External Street Lighting Systems | 1 | item | 11500 | 11500 | PROV SUM
Builder's Work In Connection with External Services | 1 | item | 6000 | 6000 | PROV SUM
Total cost for External Works | [5 empty] | 768622.65
SUMMARY | [5 empty] | TOTAL COST
Preliminaries | [5 empty] | 669037.98
Substructure | [5 empty] | 255370.5
Superstructure | [5 empty] | 1405979.5
Part L Uplift | [5 empty] | 114250
External Works | [5 empty] | 768622.65
Post Contract Design Fees at say 3% | [5 empty] | 96397.8189
OH&P | [5 empty] | 215127.7992
TOTAL GREENFIELD SITE COST FOR 27 AFFORDABLE RENT UNITS IN TRADITIONAL CONSTRUCTION | [5 empty] | 3524786.2481
INNOVATION CHAIN NORTH
Framework of New build Construction Contractors 2024
PRICING SCHEDULE
TENDERER'S NAME | Termrim Construction Limited
LOW VALUE LOT L4
TIMBER FRAME CONSTRUCTION
LOCATION | North Yorkshire, West Yorkshire and East Yorkshire
Virtual Project Scenario
Nature of project | New Build Affordable Rent Units |  |  | 27 no
Size (m2) and Mix (no) of units | 71.6 | 2B3P House |  | 8 | 572.8 | NDSS
| 85.2 | 3B4P House |  | 10 | 852 | NDSS
| 86.1 | 3B4P House (side) |  | 3 | 258.3 | NDSS
| 94.2 | 3B5P House |  | 6 | 565.2 | NDSS
GIFA (m2) | 2248.3
Site Access | Good access direct from main road network
Vandalism risk | High risk - CCTV required with security guard nights and weekends
Length of Contract | 52 | working weeks
Base Date / Commencement Date | 31st January 2024
Form of Contract | JCT design and build 2016 with ICN Amendments
Pricing schedule notes and guidance
1. All rates submitted should be as outlined in the RICS NRM2 Preliminaries (Main Contract)
2. Accommodation and welfare provisions shall be in strict accordance with the CDM Regulations 2015
3. All rates submitted will be applied and used as a basis for the future negotiation of Fixed Price Contracts for all projects within the aforementioned LOT for the full duration of the Framework Agreement. Annual inflationary increases will be applied from the commencement date of the framework and shall be in accordance with BCIS Tender Price Indices or as evidenced to the satisfaction of the instructing client.
4. All items listed below may not be specifically required on every individual project within this LOT. For the purposes of the evaluation each individual item shall be priced or, if included within another item, annotated accordingly identifying which item it is included within. ICN reserves the right to reject any priced schedules submitted with a tender which includes only summary costs or totals which are not fully completed.
5. Should the tenderer deem that a member of the Site Staff and Supervision team will not be required full time on projects within this LOT then the weekly rate shall be adjusted accordingly not the number of weeks. Consideration should be given that the rates inserted will be fixed for future AMP agreements (only subject to inflationary increases as noted above)
6. None of the measured quantities or descriptions are to be altered, all tendering bids are to be based upon a fixed price schedule for consistency.
7. Preliminaries are to be based on the contract period stated above based on timber frame construction. Each item is to be priced based on the relevant contract period. The period stated are for time on site and exclude lead in periods for discharge of pre-start planning conditions. Any other pre-start time costs should be included in the preliminaries. Any items not priced will be deemed not to be required on projects of a similar nature within the afoementioned LOT value range for the duration of the Framework Agreement.
8. Tenderers should allow the percentage for profit and corporate overhead [contractors margin] and these are to include: Contractors profit on net costs. Contracting companies corporate operating overheads on net costs which include cost of premises, employment of non site based staff [with the exception of visiting contract surveyors and construction manager] including estimators, customer care teams, business development managers, buyers, planners, resource, scheduling and programmers, directors and heads of departments, accounts, legal, financing, property costs, administration, IT, human resources, telecoms, transport and vehicles, corporate charges. All contractors contributions to Group overheads [where applicable]
9. The tenderer is to assume Fabric First construction to meet current Building Regulations but is to allow for all Part L uplifts which have been prevalent since June 2022 on a separate line as indicated
10. The tenderer should note that non completion of one schedule will not be a compliant tender - both timber frame and traditional need to be completed
11. The tenderer shall complete the pricing schedule based upon the Affordable Rent specification and Standard House Type layouts (as included within the tender documentation) excluding all abnormal costs.
12. The tenderer shall allow for any cranage and associated works within the timber frame superstructures rate not the preliminaries schedule.
Preliminaries | Quantity | Unit | Rate | Total | Notes
Project specific management and Staff
Project Manager | 52 | weeks |  | 0 | Included in overheads
Contracts Manager | 52 | weeks |  | 0 | Included in overheads
Site Engineer | 52 | weeks | 153.85 | 8000.2
Site Manager | 52 | weeks | 1400 | 72800
Finishing Foreman / Assistant Site Manager | 52 | weeks |  | 0 | Not required
Labourer (including at handover) | 52 | weeks | 700 | 36400
Quantity Surveying /Commercial Management | 52 | weeks | 700 | 36400
Planner | 52 | weeks | 700 | 36400
Health & Safety Officer | 52 | weeks |  | 0 | Included in overheads
Site establishment
Delivery of temp accomodation to site and removal on completion | 1 | Item | 2500 | 2500
Site office (inc furniture) | 52 | weeks | 65 | 3380
Meeting room (inc furniture) | 52 | weeks | 60 | 3120
Canteens and Kitchens | 52 | weeks | 65 | 3380
Drying room | 52 | weeks |  | 0 | Included in canteen, combined unit
Toilets and washrooms | 52 | weeks | 110 | 5720
Secure stores | 52 | weeks | 12.5 | 650
Telephones and Photocopiers (connection and charges) | 52 | weeks | 46.16 | 2400.32
IT systems with email and internet capability | 52 | weeks |  | 0 | Included in overheads
Consumables and services associated with site accommodation | 52 | weeks | 96.16 | 5000.32
Fire points and fire fighting equipment | 1 | Item | 1750 | 1750
Main Contractor's Signboard | 1 | Item |  | 0 | Included in signboard below
Client/Homes England signboard; production, installation and removal (as ER's) | 1 | Item | 1000 | 1000
Cleaning
Site cleaning | 52 | weeks | 394.24 | 20500.48
Site set up
Tarmac and hardcored compound area | 1 | item | 2000 | 2000
Temporary roads including demarcation for safe pedestrian and vehicular routes | 1 | item | 10000 | 10000
Temproary fencing to compound area | 1 | item |  | 0 | Included in item below
Temporary security fencing to site perimeter | 1 | item | 10270 | 10270 | Herras fencing only
Removal of compound on completion; reinstatement | 1 | item |  | 0 | No cost associated
Temp Services incl all connections, disconnections and usage
Water supply | 52 | weeks | 115.87 | 6025.24
Gas Supply | 52 | weeks | 182.7 | 9500.4
Electric supply, Lighting and power | 52 | weeks | 271.16 | 14100.32
Drainage | 52 | weeks | 28.85 | 1500.2
Security
Night watchman | 52 | weeks | 109.85 | 5712.2 | Only included to 2 week Christmas shutdown
Pedestrian gates | 1 | item |  | 0 | Included in security fencing
Vehicular gates | 1 | item | 500 | 500
CCTV cameras set up costs | 1 | item | 1000 | 1000
CCTV weekly charge | 52 | weeks | 250 | 13000
Material distribution
Forklift and driver | 26 | weeks | 1594.24 | 41450.24
Site plant
Small Dumper | 26 | weeks |  | 0 | Not required, S/C package
Mixer | 26 | weeks |  | 0 | Not required, S/C package
Road Sweeper including driver and fuel | 26 | weeks | 300 | 7800
Excavator / mini digger including driver and fuel | 26 | weeks |  | 0 | Not required, S/C package
Small tools and equiptment | 26 | weeks | 110 | 2860
Health and Safety
1st aid kit | 1 | item | 250 | 250
Health and safety site visits | 1 | item | 3600 | 3600
Falling from heights | 1 | item | 10642.5 | 10642.5
Scaffolding
External scaffolding including mat | 1 | item | 95000 | 95000
Adaption of Scaffolding | 1 | item |  | 0 | Subject to elevational treatments
Internal Scaffolding | 1 | item |  | 0 | Included in S/C package
Fees and charges
Specialist site survey and level survey | 1 | item |  | 0 | Included within pre contract survey work
As built drawings and manuals | 1 | item |  | 0 | Included in post contract design fees
CDM regulations and health and safety plan | 1 | item |  | 0 | Included in overheads
Considerate constructors scheme | 1 | item | 1000 | 1000
SAP calculations and energy performance certificates | 1 | item | 1687.5 | 1687.5
Robust details | 1 | item | 945 | 945
Building Control Fees | 1 | item | 7560 | 7560
Planning Condition Discharge Fees | 15 | no | 170 | 2550 | tenderer to assume there are 15 conditions requiring discharge
Adoption Agreements for Section 278, 104 and 38 Agreements | 1 | item | 20000 | 20000 | tenderer to assume road and sewers on virtual plan to be adopted
NHBC (or equivalent) 12 year structural warranty cover | 1 | item | 40000 | 40000 | tenderer not to include for insolvency cover
Testing and reports
Methane and radon testing and reports | 1 | item |  | 0 | Included within pre contract survey work
Concrete testing and reports | 1 | item |  | 0 | Included within S/C package
Dilapidation Surveys | 1 | Item |  | 0 | Included in overheads
Sound testing | 1 | item |  | 0 | Included as Robust Standard Details
Air pressure tests | 1 | item | 2450 | 2450
Handover costs
Snagging costs | 1 | item | 13500 | 13500
Contract cleaners | 1 | item | 10800 | 10800
Clean to external areas | 1 | item |  | 0 | Included in contract cleaners
Skips | 8 | no | 225 | 1800
Lorry and tipping charges | 1 | item |  | 0 | Included within S/C package
Resident handover packs | 27 | no |  | 0 | Included in overheads
Insurances and Guarantees
Project specific Insurance | 1 | Item |  | 0 | Included in overheads
6.5.1 Insurance | 1 | Item | 4000 | 4000
Performance bond / parent company guarantee / insolvency cover |  |  |  | NIL | Contractor to indicate on Supplier Questionnaire
Maintenance period
Defects/Maintenance to dwelling | 27 | no |  | 0 | Included in overheads
External areas - paths, paving and adopted areas | 1 | item |  | 0 | Included within S/C package
Landscaped areas | 1 | item |  | 0 | Included within S/C package
Total of preliminaries |  |  |  | 580904.92
Total of preliminaries expressed as a weekly cost |  |  |  | 11171.2485
Overheads and Profit
Corporate overheads (expressed as a %) |  |  |  | 4%
Profit (expressed as a %) |  |  |  | 2.5%
Overheads and Profit Total |  |  |  | 6.5%
Construction Costs
2 bed 3 person house (constructed as a mid mews) | Quantity | Unit | Rate | Total | No of units | Total
Substructures
Traditional strip foundation and lowest floor construction (expressed as GIFA) | 71.6 | m2 | 105 | 7518 | 3 | 22554
Superstructures
Superstructures | 71.6 | m2 | 670 | 47972 | 3 | 143916
Allowance for Part L June 22 uplift | 1 | item | 4000 | 4000 | 3 | 12000
Total cost for 2B3P mid mews houses (NDSS) | [5 empty] | 178470
2 bed 3 person house (constructed as a semi detached) | Quantity | Unit | Rate | Total | No of units | Total
Substructures
Traditional strip foundation and lowest floor construction (expressed as GIFA) | 71.6 | m2 | 120 | 8592 | 5 | 42960
Superstructures
Superstructures | 71.6 | m2 | 680 | 48688 | 5 | 243440
Allowance for Part L June 22 uplift | 1 | item | 4000 | 4000 | 5 | 20000
Total cost for 2B3P semi detached houses (NDSS) | [5 empty] | 306400
3 bed 4 person House (constructed as a semi detached) | Quantity | Unit | Rate | Total | No of units | Total
Substructures
Traditional strip foundation and lowest floor construction (expressed as GIFA) | 85.2 | m2 | 115 | 9798 | 10 | 97980
Superstructures
Superstructures | 85.2 | m2 | 665 | 56658 | 10 | 566580
Allowance for Part L June 22 uplift | 1 | item | 4250 | 4250 | 10 | 42500
Total cost for 3B4P semi detached houses (NDSS) | [5 empty] | 707060
3 bed 4 person House (constructed as a semi detached) (side entrance) | Quantity | Unit | Rate | Total | No of units | Total
Substructures
Traditional strip foundation and lowest floor construction (expressed as GIFA) | 86.1 | m2 | 115 | 9901.5 | 3 | 29704.5
Superstructures
Superstructures | 86.1 | m2 | 665 | 57256.5 | 3 | 171769.5
Allowance for Part L June 22 uplift | 1 | item | 4250 | 4250 | 3 | 12750
Total cost for 3B4P semi detached houses (NDSS) | [5 empty] | 214224
3 bed 5 person house (constructed as semi detached) | Quantity | Unit | Rate | Total | No of units | Total
Substructures
Traditional strip foundation and lowest floor construction (expressed as GIFA) | 94.2 | m2 | 110 | 10362 | 6 | 62172
Superstructures
Superstructures | 94.2 | m2 | 655 | 61701 | 6 | 370206
Allowance for Part L June 22 uplift | 1 | item | 4500 | 4500 | 6 | 27000
Total cost for 3B5P houses (NDSS) | [5 empty] | 459378
EXTERNAL WORKS | Quantity | Unit | Rate | Total
Site Preparation Works
Site Clearance (assume 300mm deep inert to landfil) | 7942 | m² | 5.45 | 43283.9
Preparatory Groundworks | 7942 | m² | 0.2 | 1588.4
Roads, Paths, Pavings and Surfacings
Adopted Road (tarmac) including all kerbs and dropped kerbs | 814 | m² | 87.5 | 71225
Adopted footpath 2m wide (tarmac) including all edgings | 592 | m² | 55 | 32560
Non Adopted footpath (tarmac) including all edgings | nil | m² |  | 0
Non Adopted Road and Parking Space (tarmac) including all edgings | 900 | m² | 52.5 | 47250
PCC concrete paving 600x600mm (PC sum £40/m2 supply) incl edgings | 1225 | m² | 70 | 85750
Soft Landscaping, Planting and Irrigation Systems
Turf and topsoil (300mm deep) | 2639 | m² | 18.15 | 47897.85
External low level Planting including topsoil and mulch | 660 | m² | 40 | 26400 | PROV SUM
Tree species (PC sum £300) | 67 | no | 300 | 20100 | PROV SUM
Plot timber gates | 29 | no | 125 | 3625
1800mm high close boarded timber fencing, concrete gravel boards and post | 507 | lm | 55 | 27885
2100mm high close boarded timber fencing, concrete gravel boards and post | 401 | lm | 57.5 | 23057.5
External Drainage
Site wide Surface Water and Foul Water Drainage | 1 | item | 81000 | 81000 | PROV SUM
Plot drainage | 27 | item | 6000 | 162000
Land Drainage | 1 | item | 6000 | 6000 | PROV SUM
External Services
Water Mains Supply | 1 | item | 23000 | 23000 | PROV SUM
Electricity Mains Supply | 1 | item | 17250 | 17250 | PROV SUM
Gas Mains Supply | 1 | item | 23000 | 23000 | PROV SUM
Telecommunications and other Communication System Connections | 1 | item | 8250 | 8250 | PROV SUM
External Street Lighting Systems | 1 | item | 11500 | 11500 | PROV SUM
Builder's Work In Connection with External Services | 1 | item | 6000 | 6000 | PROV SUM
Total cost for External Works | [5 empty] | 768622.65
SUMMARY | [5 empty] | TOTAL COST
Preliminaries | [5 empty] | 580904.92
Substructure | [5 empty] | 255370.5
Superstructure | [5 empty] | 1495911.5
Part L Uplift | [5 empty] | 114250
External Works | [5 empty] | 768622.65
Post Contract Design Fees at say 3% | [5 empty] | 96451.7871
OHP | [5 empty] | 215248.2382
TOTAL GREENFIELD SITE COST FOR 27 AFFORDABLE RENT UNITS IN TIMBER FRAME CONSTRUCTION | [5 empty] | 3526759.5953
FINAL SUMMARY
TOTAL GREENFIELD SITE COST FOR 27 AFFORDABLE RENT UNITS IN TRADITIONAL CONSTRUCTION | [5 empty] | 3524786.2481
TOTAL GREENFIELD SITE COST FOR 27 AFFORDABLE RENT UNITS IN TIMBER FRAME CONSTRUCTION | [5 empty] | 3526759.5953
TOTAL COMBINED SITE COST FOR 27 AFFORDABLE RENT UNITS IN TIMBER FRAME CONSTRUCTION AND 27 UNITS IN TRADITIONAL CONSTRUCTION | [5 empty] | 7051545.8434

## Low val Lot 5
INNOVATION CHAIN NORTH
Framework of New build Construction Contractors 2024
PRICING SCHEDULE
TENDERER'S NAME | Termrim Construction Limited
LOW VALUE LOT L5
TRADITIONAL CONSTRUCTION
LOCATION | South Yorkshire, North Nottinghamshire, Lincolnshire, Derbyshire East
Virtual Project Scenario
Nature of project | New Build Affordable Rent Units |  |  | 27 no
Size (m2) and Mix (no) of units | 71.6 | 2B3P House |  | 8 | 572.8 | NDSS
| 85.2 | 3B4P House |  | 10 | 852 | NDSS
| 86.1 | 3B4P House (side) |  | 3 | 258.3 | NDSS
| 94.2 | 3B5P House |  | 6 | 565.2 | NDSS
GIFA (m2) | 2248.3
Site Access | Good access direct from main adopted road network
Vandalism risk | High risk - CCTV required with security guard nights and weekends
Length of Contract | 68 | working weeks
Base Date / Commencement Date | 31st January 2024
Form of Contract | JCT Design and Build 2016 with ICN Amendments
Pricing schedule notes and guidance
1. All rates submitted should be as outlined in the RICS NRM2 Preliminaries (Main Contract)
2. Accommodation and welfare provisions shall be in strict accordance with the CDM Regulations 2015
3. All rates submitted will be applied and used as a basis for the future negotiation of Fixed Price Contracts for all projects within the aforementioned LOT for the full duration of the Framework Agreement. Annual inflationary increases will be applied from the commencement date of the framework and shall be in accordance with BCIS Tender Price Indices or as evidenced to the satisfaction of the instructing client.
4. All items listed below may not be specifically required on every individual project within this LOT. For the purposes of the evaluation each individual item shall be priced or, if included within another item, annotated accordingly identifying which item it is included within. ICN reserves the right to reject any priced schedules submitted with a tender which includes only summary costs or totals which are not fully completed.
5. Should the tenderer deem that a member of the Site Staff and Supervision team will not be required full time on projects within this LOT then the weekly rate shall be adjusted accordingly not the number of weeks. Consideration should be given that the rates inserted will be fixed for future AMP agreements (only subject to inflationary increases as noted above)
6. None of the measured quantities or descriptions are to be altered, all tendering bids are to be based upon a fixed price schedule for consistency.
7. Preliminaries are to be based on the contract period stated above based on traditional masonry construction. Each item is to be priced based on the relevant contract period. The period stated are for time on site and exclude lead in periods for discharge of pre-start planning conditions. Any other pre-start time costs should be included in the preliminaries. Any items not priced will be deemed not to be required on projects of a similar nature within the afoementioned LOT value range for the duration of the Framework Agreement.
8. Tenderers should allow the percentage for profit and corporate overhead [contractors margin] and these are to include: Contractors profit on net costs. Contracting companies corporate operating overheads on net costs which include cost of premises, employment of non site based staff [with the exception of visiting contract surveyors and construction manager] including estimators, customer care teams, business development managers, buyers, planners, resource, scheduling and programmers, directors and heads of departments, accounts, legal, financing, property costs, administration, IT, human resources, telecoms, transport and vehicles, corporate charges. All contractors contributions to Group overheads [where applicable]
9. The tenderer is to assume Fabric First construction to meet current Building Regulations but is to allow for all Part L uplifts which have been prevalent since June 2022 on a separate line as indicated
10. The tenderer should note that non completion of one schedule will not be a compliant tender - both timber frame and traditional need to be completed
11. The tenderer shall complete the pricing schedule based upon the Affordable Rent specification and Standard House Type layouts (as included within the tender documentation) excluding all abnormal costs.
Preliminaries | Quantity | Unit | Rate | Total | Notes
Project specific management and Staff
Project Manager | 68 | weeks |  | 0 | Included in overheads
Contracts Manager | 68 | weeks |  | 0 | Included in overheads
Site Engineer | 68 | weeks | 117.65 | 8000.2
Site Manager | 68 | weeks | 1400 | 95200
Finishing Foreman / Assistant Site Manager | 68 | weeks |  | 0 | Not required
Labourer (including at handover) | 68 | weeks | 700 | 47600
Quantity Surveying / Commercial Management | 68 | weeks | 700 | 47600
Planner | 68 | weeks | 700 | 47600
Health & Safety Officer | 68 | weeks |  | 0 | Included in overheads
Site establishment
Delivery of temp accomodation to site and removal on completion | 1 | Item | 2500 | 2500
Site office (inc furniture) | 68 | weeks | 65 | 4420
Meeting room (inc furniture) | 68 | weeks | 60 | 4080
Canteens and Kitchens | 68 | weeks | 65 | 4420
Drying room | 68 | weeks |  | 0 | Included in canteen, combined unit
Toilets and washrooms | 68 | weeks | 110 | 7480
Secure stores | 68 | weeks | 12.5 | 850
Telephones and Photocopiers (connection and charges) | 68 | weeks | 35.3 | 2400.4
IT systems with email and internet capability | 68 | weeks |  | 0 | Included in overheads
Consumables and services associated with site accommodation | 68 | weeks | 102.95 | 7000.6
Fire points and fire fighting equipment | 1 | Item | 1750 | 1750
Main Contractor's Signboard | 1 | Item |  | 0 | Included in signboard below
Client/Homes England signboard; production, installation and removal (as ER's) | 1 | Item | 1000 | 1000
Cleaning
Site cleaning | 68 | weeks | 325 | 22100
Site set up
Tarmac and hardcore compound area | 1 | item | 2000 | 2000
Temporary roads incl demarcation for safe pedestrian and vehicular routes | 1 | item | 10000 | 10000
Temproary fencing to compound area | 1 | item |  | 0 | Included in item below
Temporary security fencing to site perimeter | 1 | item | 10270 | 10270 | Herras fencing only
Removal of compound on completion; reinstatement | 1 | item |  | 0 | No cost associated
Temp Services incl all connections, disconnections and usage
Water supply | 68 | weeks | 95.96 | 6525.28
Gas Supply | 68 | weeks | 139.71 | 9500.28
Electric supply, Lighting and power | 68 | weeks | 250 | 17000
Drainage | 68 | weeks | 22.06 | 1500.08
Security
Night watchman | 68 | weeks | 84 | 5712 | Only included to 2 week Christmas shutdown
Pedestrian gates | 1 | item |  | 0 | Included in security fencing
Vehicular gates | 1 | item | 500 | 500
CCTV cameras set up costs | 1 | item | 1000 | 1000
CCTV weekly charge | 68 | weeks | 250 | 17000
Material distribution
Forklift and driver | 34 | weeks | 1589.71 | 54050.14
Site plant
Small Dumper | 34 | weeks |  | 0 | Not required, S/C package
Mixer | 34 | weeks |  | 0 | Not required, S/C package
Road Sweeper including driver and fuel | 34 | weeks | 300 | 10200
Excavator / mini digger including driver and fuel | 34 | weeks |  | 0 | Not required, S/C package
Small tools and equiptment | 34 | weeks | 110 | 3740
Health and Safety
1st aid kit | 1 | item | 250 | 250
Health and safety site visits | 1 | item | 4800 | 4800
Falling from heights | 1 | item | 20196.5 | 20196.5
Scaffolding
External scaffolding including mat | 1 | item | 83500 | 83500
Adaption of Scaffolding | 1 | item |  | 0 | Subject to elevational treatments
Internal Scaffolding | 1 | item |  | 0 | Included in external scaffold
Fees and charges
Specialist site survey and level survey | 1 | item |  | 0 | Included within pre contract survey work
As built drawings and manuals | 1 | item |  | 0 | Included in post contract design fees
CDM regulations and health and safety plan | 1 | item |  | 0 | Included in overheads
Considerate constructors scheme | 1 | item | 2000 | 2000
SAP calculations and energy performance certificates | 1 | item | 1687.5 | 1687.5
Robust details | 1 | item | 945 | 945
Building Control Fees | 1 | item | 7560 | 7560
Planning Condition Discharge Fees | 15 | no | 170 | 2550 | tenderer to assume there are 15 conditions requiring discharge
Adoption Agreements for Section 278, 104 and 38 Agreements | 1 | item | 20000 | 20000 | tenderer to assume road and sewers on virtual plan to be adopted
NHBC (or equivalent) 12 year structural warranty cover | 1 | item | 40000 | 40000 | tenderer not to include for insolvency cover
Testing and reports
Methane and radon testing and reports | 1 | item |  | 0 | Included within pre contract survey work
Concrete testing and reports | 1 | item |  | 0 | Included within S/C package
Dilapidation Surveys | 1 | Item |  | 0 | Included in overheads
Sound testing | 1 | item |  | 0 | Included as Robust Standard Details
Air pressure tests | 1 | item | 2450 | 2450
Handover costs
Snagging costs / inspections | 1 | item | 13500 | 13500
Contract cleaners | 1 | item | 10800 | 10800
Clean to external areas | 1 | item |  | 0 | Included in contract cleaners
Skips | 8 | no | 225 | 1800
Lorry and tipping charges | 1 | item |  | 0 | Included within S/C package
Resident handover packs | 27 | no |  | 0 | Included in overheads
Insurances and Guarantees
Project specific Insurances | 1 | Item |  | 0 | Included in overheads
6.5.1 Insurance | 1 | Item | 4000 | 4000
Performance bond / parent company guarantee / insolvency cover |  |  |  | NIL | Contractor to indicate on Supplier Questionnaire
Maintenance period
Defects / Maintenance to dwellings | 27 | no |  | 0 | Included in overheads
External areas - paths, paving and adopted areas | 1 | item |  | 0 | Included within S/C package
Landscaped areas | 1 | item |  | 0 | Included within S/C package
Total of preliminaries |  |  |  | 669037.98
Total of preliminaries expressed as a weekly cost |  |  |  | 9838.7938
Overheads and Profit
Corporate overheads (expressed as a %) |  |  |  | 4%
Profit (expressed as a %) |  |  |  | 2.5%
Overheads and Profit Total |  |  |  | 6.5%
Construction Costs
2 bed 3 person house (constructed as a mid mews) | Quantity | Unit | Rate | Total | No of units | Total
Substructures
Traditional strip foundation and lowest floor construction (expressed as GIFA) | 71.6 | m2 | 105 | 7518 | 3 | 22554
Superstructures
Superstructures | 71.6 | m2 | 630 | 45108 | 3 | 135324
Allowance for Part L June 22 uplift | 1 | item | 4000 | 4000 | 3 | 12000
Total cost for 2B3P mid mews houses (NDSS) | [5 empty] | 169878
2 bed 3 person house (constructed as a semi detached) | Quantity | Unit | Rate | Total | No of units | Total
Substructures
Traditional strip foundation and lowest floor construction (expressed as GIFA) | 71.6 | m2 | 120 | 8592 | 5 | 42960
Superstructures
Superstructures | 71.6 | m2 | 640 | 45824 | 5 | 229120
Allowance for Part L June 22 uplift | 1 | item | 4000 | 4000 | 5 | 20000
Total cost for 2B3P semi detached houses (NDSS) | [5 empty] | 292080
3 bed 4 person House (constructed as a semi detached) | Quantity | Unit | Rate | Total | No of units | Total
Substructures
Traditional strip foundation and lowest floor construction (expressed as GIFA) | 85.2 | m2 | 115 | 9798 | 10 | 97980
Superstructures
Superstructures | 85.2 | m2 | 625 | 53250 | 10 | 532500
Allowance for Part L June 22 uplift | 1 | item | 4250 | 4250 | 10 | 42500
Total cost for 3B4P semi detached houses (NDSS) | [5 empty] | 672980
3 bed 4 person House (constructed as a semi detached) (side entrance) | Quantity | Unit | Rate | Total | No of units | Total
Substructures
Traditional strip foundation and lowest floor construction (expressed as GIFA) | 86.1 | m2 | 115 | 9901.5 | 3 | 29704.5
Superstructures
Superstructures | 86.1 | m2 | 625 | 53812.5 | 3 | 161437.5
Allowance for Part L June 22 uplift | 1 | item | 4250 | 4250 | 3 | 12750
Total cost for 3B4P semi detached houses (NDSS) | [5 empty] | 203892
3 bed 5 person house (constructed as semi detached) | Quantity | Unit | Rate | Total | No of units | Total
Substructures
Traditional strip foundation and lowest floor construction (expressed as GIFA) | 94.2 | m2 | 110 | 10362 | 6 | 62172
Superstructures
Superstructures | 94.2 | m2 | 615 | 57933 | 6 | 347598
Allowance for Part L June 22 uplift | 1 | item | 4500 | 4500 | 6 | 27000
Total cost for 3B5P houses (NDSS) | [5 empty] | 436770
EXTERNAL WORKS | Quantity | Unit | Rate | Total
Site Preparation Works
Site Clearance (assume 300mm deep inert to landfil) | 7942 | m² | 5.45 | 43283.9
Preparatory Groundworks | 7942 | m² | 0.2 | 1588.4
Roads, Paths, Pavings and Surfacings
Adopted Road (tarmac) including all kerbs and dropped kerbs | 814 | m² | 87.5 | 71225
Adopted footpath 2m wide (tarmac) including all edgings | 592 | m² | 55 | 32560
Non Adopted footpath (tarmac) including all edgings | nil | m² |  | 0
Non Adopted Road and Parking Space (tarmac) including all edgings | 900 | m² | 52.5 | 47250
PCC concrete paving 600x600mm (PC sum £40/m2 supply) incl edgings | 1225 | m² | 70 | 85750
Soft Landscaping, Planting and Irrigation Systems
Turf and topsoil (300mm deep) | 2639 | m² | 18.15 | 47897.85
External low level Planting including topsoil and mulch | 660 | m² | 40 | 26400 | PROV SUM
Tree species (PC sum £300) | 67 | no | 300 | 20100 | PROV SUM
Plot timber gates | 29 | no | 125 | 3625
1800mm high close boarded timber fencing, concrete gravel boards and post | 507 | lm | 55 | 27885
2100mm high close boarded timber fencing, concrete gravel boards and post | 401 | lm | 57.5 | 23057.5
External Drainage
Site wide Surface Water and Foul Water Drainage | 1 | item | 81000 | 81000 | PROV SUM
Plot drainage | 27 | item | 6000 | 162000
Land Drainage | 1 | item | 6000 | 6000 | PROV SUM
External Services
Water Mains Supply | 1 | item | 23000 | 23000 | PROV SUM
Electricity Mains Supply | 1 | item | 17250 | 17250 | PROV SUM
Gas Mains Supply | 1 | item | 23000 | 23000 | PROV SUM
Telecommunications and other Communication System Connections | 1 | item | 8250 | 8250 | PROV SUM
External Street Lighting Systems | 1 | item | 11500 | 11500 | PROV SUM
Builder's Work In Connection with External Services | 1 | item | 6000 | 6000 | PROV SUM
Total cost for External Works | [5 empty] | 768622.65
SUMMARY | [5 empty] | TOTAL COST
Preliminaries | [5 empty] | 669037.98
Substructure | [5 empty] | 255370.5
Superstructure | [5 empty] | 1405979.5
Part L Uplift | [5 empty] | 114250
External Works | [5 empty] | 768622.65
Post Contract Design Fees at say 3% | [5 empty] | 96397.8189
OH&P | [5 empty] | 215127.7992
TOTAL GREENFIELD SITE COST FOR 27 AFFORDABLE RENT UNITS IN TRADITIONAL CONSTRUCTION | [5 empty] | 3524786.2481
INNOVATION CHAIN NORTH
Framework of New build Construction Contractors 2024
PRICING SCHEDULE
TENDERER'S NAME | Termrim Construction Limited
LOW VALUE LOT L5
TIMBER FRAME CONSTRUCTION
LOCATION | South Yorkshire, North Nottinghamshire, Lincolnshire, Derbyshire East
Virtual Project Scenario
Nature of project | New Build Affordable Rent Units |  |  | 27 no
Size (m2) and Mix (no) of units | 71.6 | 2B3P House |  | 8 | 572.8 | NDSS
| 85.2 | 3B4P House |  | 10 | 852 | NDSS
| 86.1 | 3B4P House (side) |  | 3 | 258.3 | NDSS
| 94.2 | 3B5P House |  | 6 | 565.2 | NDSS
GIFA (m2) | 2248.3
Site Access | Good access direct from main road network
Vandalism risk | High risk - CCTV required with security guard nights and weekends
Length of Contract | 52 | working weeks
Base Date / Commencement Date | 31st January 2024
Form of Contract | JCT design and build 2016 with ICN Amendments
Pricing schedule notes and guidance
1. All rates submitted should be as outlined in the RICS NRM2 Preliminaries (Main Contract)
2. Accommodation and welfare provisions shall be in strict accordance with the CDM Regulations 2015
3. All rates submitted will be applied and used as a basis for the future negotiation of Fixed Price Contracts for all projects within the aforementioned LOT for the full duration of the Framework Agreement. Annual inflationary increases will be applied from the commencement date of the framework and shall be in accordance with BCIS Tender Price Indices or as evidenced to the satisfaction of the instructing client.
4. All items listed below may not be specifically required on every individual project within this LOT. For the purposes of the evaluation each individual item shall be priced or, if included within another item, annotated accordingly identifying which item it is included within. ICN reserves the right to reject any priced schedules submitted with a tender which includes only summary costs or totals which are not fully completed.
5. Should the tenderer deem that a member of the Site Staff and Supervision team will not be required full time on projects within this LOT then the weekly rate shall be adjusted accordingly not the number of weeks. Consideration should be given that the rates inserted will be fixed for future AMP agreements (only subject to inflationary increases as noted above)
6. None of the measured quantities or descriptions are to be altered, all tendering bids are to be based upon a fixed price schedule for consistency.
7. Preliminaries are to be based on the contract period stated above based on timber frame construction. Each item is to be priced based on the relevant contract period. The period stated are for time on site and exclude lead in periods for discharge of pre-start planning conditions. Any other pre-start time costs should be included in the preliminaries. Any items not priced will be deemed not to be required on projects of a similar nature within the afoementioned LOT value range for the duration of the Framework Agreement.
8. Tenderers should allow the percentage for profit and corporate overhead [contractors margin] and these are to include: Contractors profit on net costs. Contracting companies corporate operating overheads on net costs which include cost of premises, employment of non site based staff [with the exception of visiting contract surveyors and construction manager] including estimators, customer care teams, business development managers, buyers, planners, resource, scheduling and programmers, directors and heads of departments, accounts, legal, financing, property costs, administration, IT, human resources, telecoms, transport and vehicles, corporate charges. All contractors contributions to Group overheads [where applicable]
9. The tenderer is to assume Fabric First construction to meet current Building Regulations but is to allow for all Part L uplifts which have been prevalent since June 2022 on a separate line as indicated
10. The tenderer should note that non completion of one schedule will not be a compliant tender - both timber frame and traditional need to be completed
11. The tenderer shall complete the pricing schedule based upon the Affordable Rent specification and Standard House Type layouts (as included within the tender documentation) excluding all abnormal costs.
12. The tenderer shall allow for any cranage and associated works within the timber frame superstructures rate not the preliminaries schedule.
Preliminaries | Quantity | Unit | Rate | Total | Notes
Project specific management and Staff
Project Manager | 52 | weeks |  | 0 | Included in overheads
Contracts Manager | 52 | weeks |  | 0 | Included in overheads
Site Engineer | 52 | weeks | 153.85 | 8000.2
Site Manager | 52 | weeks | 1400 | 72800
Finishing Foreman / Assistant Site Manager | 52 | weeks |  | 0 | Not required
Labourer (including at handover) | 52 | weeks | 700 | 36400
Quantity Surveying /Commercial Management | 52 | weeks | 700 | 36400
Planner | 52 | weeks | 700 | 36400
Health & Safety Officer | 52 | weeks |  | 0 | Included in overheads
Site establishment
Delivery of temp accomodation to site and removal on completion | 1 | Item | 2500 | 2500
Site office (inc furniture) | 52 | weeks | 65 | 3380
Meeting room (inc furniture) | 52 | weeks | 60 | 3120
Canteens and Kitchens | 52 | weeks | 65 | 3380
Drying room | 52 | weeks |  | 0 | Included in canteen, combined unit
Toilets and washrooms | 52 | weeks | 110 | 5720
Secure stores | 52 | weeks | 12.5 | 650
Telephones and Photocopiers (connection and charges) | 52 | weeks | 46.16 | 2400.32
IT systems with email and internet capability | 52 | weeks |  | 0 | Included in overheads
Consumables and services associated with site accommodation | 52 | weeks | 96.16 | 5000.32
Fire points and fire fighting equipment | 1 | Item | 1750 | 1750
Main Contractor's Signboard | 1 | Item |  | 0 | Included in signboard below
Client/Homes England signboard; production, installation and removal (as ER's) | 1 | Item | 1000 | 1000
Cleaning
Site cleaning | 52 | weeks | 394.24 | 20500.48
Site set up
Tarmac and hardcored compound area | 1 | item | 2000 | 2000
Temporary roads including demarcation for safe pedestrian and vehicular routes | 1 | item | 10000 | 10000
Temproary fencing to compound area | 1 | item |  | 0 | Included in item below
Temporary security fencing to site perimeter | 1 | item | 10270 | 10270 | Herras fencing only
Removal of compound on completion; reinstatement | 1 | item |  | 0 | No cost associated
Temp Services incl all connections, disconnections and usage
Water supply | 52 | weeks | 115.87 | 6025.24
Gas Supply | 52 | weeks | 182.7 | 9500.4
Electric supply, Lighting and power | 52 | weeks | 271.16 | 14100.32
Drainage | 52 | weeks | 28.85 | 1500.2
Security
Night watchman | 52 | weeks | 109.85 | 5712.2 | Only included to 2 week Christmas shutdown
Pedestrian gates | 1 | item |  | 0 | Included in security fencing
Vehicular gates | 1 | item | 500 | 500
CCTV cameras set up costs | 1 | item | 1000 | 1000
CCTV weekly charge | 52 | weeks | 250 | 13000
Material distribution
Forklift and driver | 26 | weeks | 1594.24 | 41450.24
Site plant
Small Dumper | 26 | weeks |  | 0 | Not required, S/C package
Mixer | 26 | weeks |  | 0 | Not required, S/C package
Road Sweeper including driver and fuel | 26 | weeks | 300 | 7800
Excavator / mini digger including driver and fuel | 26 | weeks |  | 0 | Not required, S/C package
Small tools and equiptment | 26 | weeks | 110 | 2860
Health and Safety
1st aid kit | 1 | item | 250 | 250
Health and safety site visits | 1 | item | 3600 | 3600
Falling from heights | 1 | item | 10642.5 | 10642.5
Scaffolding
External scaffolding including mat | 1 | item | 95000 | 95000
Adaption of Scaffolding | 1 | item |  | 0 | Subject to elevational treatments
Internal Scaffolding | 1 | item |  | 0 | Included in S/C package
Fees and charges
Specialist site survey and level survey | 1 | item |  | 0 | Included within pre contract survey work
As built drawings and manuals | 1 | item |  | 0 | Included in post contract design fees
CDM regulations and health and safety plan | 1 | item |  | 0 | Included in overheads
Considerate constructors scheme | 1 | item | 1000 | 1000
SAP calculations and energy performance certificates | 1 | item | 1687.5 | 1687.5
Robust details | 1 | item | 945 | 945
Building Control Fees | 1 | item | 7560 | 7560
Planning Condition Discharge Fees | 15 | no | 170 | 2550 | tenderer to assume there are 15 conditions requiring discharge
Adoption Agreements for Section 278, 104 and 38 Agreements | 1 | item | 20000 | 20000 | tenderer to assume road and sewers on virtual plan to be adopted
NHBC (or equivalent) 12 year structural warranty cover | 1 | item | 40000 | 40000 | tenderer not to include for insolvency cover
Testing and reports
Methane and radon testing and reports | 1 | item |  | 0 | Included within pre contract survey work
Concrete testing and reports | 1 | item |  | 0 | Included within S/C package
Dilapidation Surveys | 1 | Item |  | 0 | Included in overheads
Sound testing | 1 | item |  | 0 | Included as Robust Standard Details
Air pressure tests | 1 | item | 2450 | 2450
Handover costs
Snagging costs | 1 | item | 13500 | 13500
Contract cleaners | 1 | item | 10800 | 10800
Clean to external areas | 1 | item |  | 0 | Included in contract cleaners
Skips | 8 | no | 225 | 1800
Lorry and tipping charges | 1 | item |  | 0 | Included within S/C package
Resident handover packs | 27 | no |  | 0 | Included in overheads
Insurances and Guarantees
Project specific Insurance | 1 | Item |  | 0 | Included in overheads
6.5.1 Insurance | 1 | Item | 4000 | 4000
Performance bond / parent company guarantee / insolvency cover |  |  |  | NIL | Contractor to indicate on Supplier Questionnaire
Maintenance period
Defects/Maintenance to dwelling | 27 | no |  | 0 | Included in overheads
External areas - paths, paving and adopted areas | 1 | item |  | 0 | Included within S/C package
Landscaped areas | 1 | item |  | 0 | Included within S/C package
Total of preliminaries |  |  |  | 580904.92
Total of preliminaries expressed as a weekly cost |  |  |  | 11171.2485
Overheads and Profit
Corporate overheads (expressed as a %) |  |  |  | 4%
Profit (expressed as a %) |  |  |  | 2.5%
Overheads and Profit Total |  |  |  | 6.5%
Construction Costs
2 bed 3 person house (constructed as a mid mews) | Quantity | Unit | Rate | Total | No of units | Total
Substructures
Traditional strip foundation and lowest floor construction (expressed as GIFA) | 71.6 | m2 | 105 | 7518 | 3 | 22554
Superstructures
Superstructures | 71.6 | m2 | 670 | 47972 | 3 | 143916
Allowance for Part L June 22 uplift | 1 | item | 4000 | 4000 | 3 | 12000
Total cost for 2B3P mid mews houses (NDSS) | [5 empty] | 178470
2 bed 3 person house (constructed as a semi detached) | Quantity | Unit | Rate | Total | No of units | Total
Substructures
Traditional strip foundation and lowest floor construction (expressed as GIFA) | 71.6 | m2 | 120 | 8592 | 5 | 42960
Superstructures
Superstructures | 71.6 | m2 | 680 | 48688 | 5 | 243440
Allowance for Part L June 22 uplift | 1 | item | 4000 | 4000 | 5 | 20000
Total cost for 2B3P semi detached houses (NDSS) | [5 empty] | 306400
3 bed 4 person House (constructed as a semi detached) | Quantity | Unit | Rate | Total | No of units | Total
Substructures
Traditional strip foundation and lowest floor construction (expressed as GIFA) | 85.2 | m2 | 115 | 9798 | 10 | 97980
Superstructures
Superstructures | 85.2 | m2 | 665 | 56658 | 10 | 566580
Allowance for Part L June 22 uplift | 1 | item | 4250 | 4250 | 10 | 42500
Total cost for 3B4P semi detached houses (NDSS) | [5 empty] | 707060
3 bed 4 person House (constructed as a semi detached) (side entrance) | Quantity | Unit | Rate | Total | No of units | Total
Substructures
Traditional strip foundation and lowest floor construction (expressed as GIFA) | 86.1 | m2 | 115 | 9901.5 | 3 | 29704.5
Superstructures
Superstructures | 86.1 | m2 | 665 | 57256.5 | 3 | 171769.5
Allowance for Part L June 22 uplift | 1 | item | 4250 | 4250 | 3 | 12750
Total cost for 3B4P semi detached houses (NDSS) | [5 empty] | 214224
3 bed 5 person house (constructed as semi detached) | Quantity | Unit | Rate | Total | No of units | Total
Substructures
Traditional strip foundation and lowest floor construction (expressed as GIFA) | 94.2 | m2 | 110 | 10362 | 6 | 62172
Superstructures
Superstructures | 94.2 | m2 | 655 | 61701 | 6 | 370206
Allowance for Part L June 22 uplift | 1 | item | 4500 | 4500 | 6 | 27000
Total cost for 3B5P houses (NDSS) | [5 empty] | 459378
EXTERNAL WORKS | Quantity | Unit | Rate | Total
Site Preparation Works
Site Clearance (assume 300mm deep inert to landfil) | 7942 | m² | 5.45 | 43283.9
Preparatory Groundworks | 7942 | m² | 0.2 | 1588.4
Roads, Paths, Pavings and Surfacings
Adopted Road (tarmac) including all kerbs and dropped kerbs | 814 | m² | 87.5 | 71225
Adopted footpath 2m wide (tarmac) including all edgings | 592 | m² | 55 | 32560
Non Adopted footpath (tarmac) including all edgings | nil | m² |  | 0
Non Adopted Road and Parking Space (tarmac) including all edgings | 900 | m² | 52.5 | 47250
PCC concrete paving 600x600mm (PC sum £40/m2 supply) incl edgings | 1225 | m² | 70 | 85750
Soft Landscaping, Planting and Irrigation Systems
Turf and topsoil (300mm deep) | 2639 | m² | 18.15 | 47897.85
External low level Planting including topsoil and mulch | 660 | m² | 40 | 26400 | PROV SUM
Tree species (PC sum £300) | 67 | no | 300 | 20100 | PROV SUM
Plot timber gates | 29 | no | 125 | 3625
1800mm high close boarded timber fencing, concrete gravel boards and post | 507 | lm | 55 | 27885
2100mm high close boarded timber fencing, concrete gravel boards and post | 401 | lm | 57.5 | 23057.5
External Drainage
Site wide Surface Water and Foul Water Drainage | 1 | item | 81000 | 81000 | PROV SUM
Plot drainage | 27 | item | 6000 | 162000
Land Drainage | 1 | item | 6000 | 6000 | PROV SUM
External Services
Water Mains Supply | 1 | item | 23000 | 23000 | PROV SUM
Electricity Mains Supply | 1 | item | 17250 | 17250 | PROV SUM
Gas Mains Supply | 1 | item | 23000 | 23000 | PROV SUM
Telecommunications and other Communication System Connections | 1 | item | 8250 | 8250 | PROV SUM
External Street Lighting Systems | 1 | item | 11500 | 11500 | PROV SUM
Builder's Work In Connection with External Services | 1 | item | 6000 | 6000 | PROV SUM
Total cost for External Works | [5 empty] | 768622.65
SUMMARY | [5 empty] | TOTAL COST
Preliminaries | [5 empty] | 580904.92
Substructure | [5 empty] | 255370.5
Superstructure | [5 empty] | 1495911.5
Part L Uplift | [5 empty] | 114250
External Works | [5 empty] | 768622.65
Post Contract Design Fees at say 3% | [5 empty] | 96451.7871
OHP | [5 empty] | 215248.2382
TOTAL GREENFIELD SITE COST FOR 27 AFFORDABLE RENT UNITS IN TIMBER FRAME CONSTRUCTION | [5 empty] | 3526759.5953
FINAL SUMMARY
TOTAL GREENFIELD SITE COST FOR 27 AFFORDABLE RENT UNITS IN TRADITIONAL CONSTRUCTION | [5 empty] | 3524786.2481
TOTAL GREENFIELD SITE COST FOR 27 AFFORDABLE RENT UNITS IN TIMBER FRAME CONSTRUCTION | [5 empty] | 3526759.5953
TOTAL COMBINED SITE COST FOR 27 AFFORDABLE RENT UNITS IN TIMBER FRAME CONSTRUCTION AND 27 UNITS IN TRADITIONAL CONSTRUCTION | [5 empty] | 7051545.8434

## High val Lot 1
INNOVATION CHAIN NORTH
Framework of New build Construction Contractors 2024
PRICING SCHEDULE
TENDERER'S NAME | Termrim Construction Limited
HIGH VALUE LOT H1 WEST
TRADITIONAL CONSTRUCTION
LOCATION | Greater Manchester, Merseyside, Cheshire, Derbyshire West, Staffordshire, Lancashire, Cumbria
Virtual Project Scenario
Nature of project | New Build Affordable Rent Units |  |  | 80 no
Size (m2) and Mix (no) of units | 71.6 | 2B3P House |  | 19 | 1360.4 | NDSS
| 85.2 | 3B4P House |  | 18 | 1533.6 | NDSS
| 86.1 | 3B4P House (side) |  | 11 | 947.1 | NDSS
| 94.2 | 3B5P House |  | 22 | 2072.4 | NDSS
| 108.3 | 4B6P House |  | 10 | 1083 | NDSS
GIFA (m2) | 6996.5
Site Access | Good access direct from main adopted road network
Vandalism risk | High risk - CCTV required with security guard nights and weekends
Length of Contract | 104 | working weeks
Base Date / Commencement Date | 31st January 2024
Form of Contract | JCT Design and Build 2016 with ICN Amendments
Pricing schedule notes and guidance
1. All rates submitted should be as outlined in the RICS NRM2 Preliminaries (Main Contract)
2. Accommodation and welfare provisions shall be in strict accordance with the CDM Regulations 2015
3. All rates submitted will be applied and used as a basis for the future negotiation of Fixed Price Contracts for all projects within the aforementioned LOT for the full duration of the Framework Agreement. Annual inflationary increases will be applied from the commencement date of the framework and shall be in accordance with BCIS Tender Price Indices or as evidenced to the satisfaction of the instructing client.
4. All items listed below may not be specifically required on every individual project within this LOT. For the purposes of the evaluation each individual item shall be priced or, if included within another item, annotated accordingly identifying which item it is included within. ICN reserves the right to reject any priced schedules submitted with a tender which includes only summary costs or totals which are not fully completed.
5. Should the tenderer deem that a member of the Site Staff and Supervision team will not be required full time on projects within this LOT then the weekly rate shall be adjusted accordingly not the number of weeks. Consideration should be given that the rates inserted will be fixed for future AMP agreements (only subject to inflationary increases as noted above)
6. None of the measured quantities or descriptions are to be altered, all tendering bids are to be based upon a fixed price schedule for consistency.
7. Preliminaries are to be based on the contract period stated above based on traditional masonry construction. Each item is to be priced based on the relevant contract period. The period stated are for time on site and exclude lead in periods for discharge of pre-start planning conditions. Any other pre-start time costs should be included in the preliminaries. Any items not priced will be deemed not to be required on projects of a similar nature within the afoementioned LOT value range for the duration of the Framework Agreement.
8. Tenderers should allow the percentage for profit and corporate overhead [contractors margin] and these are to include: Contractors profit on net costs. Contracting companies corporate operating overheads on net costs which include cost of premises, employment of non site based staff [with the exception of visiting contract surveyors and construction manager] including estimators, customer care teams, business development managers, buyers, planners, resource, scheduling and programmers, directors and heads of departments, accounts, legal, financing, property costs, administration, IT, human resources, telecoms, transport and vehicles, corporate charges. All contractors contributions to Group overheads [where applicable]
9. The tenderer is to assume Fabric First construction to meet current Building Regulations but is to allow for all Part L uplifts which have been prevalent since June 2022 on a separate line as indicated
10. The tenderer should note that non completion of one schedule will not be a compliant tender - both timber frame and traditional need to be completed
11. The tenderer shall complete the pricing schedule based upon the Affordable Rent specification and Standard House Type layouts (as included within the tender documentation) excluding all abnormal costs.
Preliminaries | Quantity | Unit | Rate | Total | Notes
Project specific management and Staff
Project Manager | 104 | weeks |  | 0 | Included in overheads
Contracts Manager | 104 | weeks |  | 0 | Included in overheads
Site Engineer | 104 | weeks | 153.85 | 16000.4
Site Manager | 104 | weeks | 1400 | 145600
Finishing Foreman / Assistant Site Manager | 104 | weeks | 807.7 | 84000.8
Labourer (including at handover) | 104 | weeks | 700 | 72800
Quantity Surveying / Commercial Management | 104 | weeks | 700 | 72800
Planner | 104 | weeks | 700 | 72800
Health & Safety Officer | 104 | weeks |  | 0 | Included in overheads
Site establishment
Delivery of temp accomodation to site and removal on completion | 1 | Item | 3000 | 3000
Site office (inc furniture) | 104 | weeks | 65 | 6760
Meeting room (inc furniture) | 104 | weeks | 60 | 6240
Canteens and Kitchens | 104 | weeks | 65 | 6760
Drying room | 104 | weeks | 65 | 6760
Toilets and washrooms | 104 | weeks | 110 | 11440
Secure stores | 104 | weeks | 12.5 | 1300
Telephones and Photocopiers (connection and charges) | 104 | weeks | 25.97 | 2700.88
IT systems with email and internet capability | 104 | weeks |  | 0 | Included in overheads
Consumables and services associated with site accommodation | 104 | weeks | 96.16 | 10000.64
Fire points and fire fighting equipment | 1 | Item | 1750 | 1750
Main Contractor's Signboard | 1 | Item |  | 0 | Included in signboard below
Client/Homes England signboard; production, installation and removal (as ER's) | 1 | Item | 1000 | 1000
Cleaning
Site cleaning | 104 | weeks | 532.7 | 55400.8
Site set up
Tarmac and hardcore compound area | 1 | item | 2000 | 2000
Temporary roads incl demarcation for safe pedestrian and vehicular routes | 1 | item | 17500 | 17500
Temproary fencing to compound area | 1 | item |  | 0 | Included in item below
Temporary security fencing to site perimeter | 1 | item | 16380 | 16380 | Herras fencing only
Removal of compound on completion; reinstatement | 1 | item |  | 0 | No cost associated
Temp Services incl all connections, disconnections and usage
Water supply | 104 | weeks | 105.77 | 11000.08
Gas Supply | 104 | weeks | 240.39 | 25000.56
Electric supply, Lighting and power | 104 | weeks | 239.42 | 24899.68
Drainage | 104 | weeks | 14.43 | 1500.72
Security
Night watchman | 104 | weeks | 109.85 | 11424.4 | Only included to 2 week Christmas shutdown
Pedestrian gates | 1 | item |  | 0 | Included in security fencing
Vehicular gates | 1 | item | 500 | 500
CCTV cameras set up costs | 1 | item | 1000 | 1000
CCTV weekly charge | 104 | weeks | 250 | 26000
Material distribution
Forklift and driver | 52 | weeks | 1584.62 | 82400.24
Site plant
Small Dumper | 52 | weeks |  | 0 | Not required, S/C package
Mixer | 52 | weeks |  | 0 | Not required, S/C package
Road Sweeper including driver and fuel | 52 | weeks | 300 | 15600
Excavator / mini digger including driver and fuel | 52 | weeks |  | 0 | Not required, S/C package
Small tools and equiptment | 52 | weeks | 110 | 5720
Health and Safety
1st aid kit | 1 | item | 250 | 250
Health and safety site visits | 1 | item | 7200 | 7200
Falling from heights | 1 | item | 60116 | 60116
Scaffolding
External scaffolding including mat | 1 | item | 242500 | 242500
Adaption of Scaffolding | 1 | item |  | 0 | Subject to elevational treatments
Internal Scaffolding | 1 | item |  | 0 | Included in external scaffold
Fees and charges
Specialist site survey and level survey | 1 | item |  | 0 | Included within pre contract survey work
As built drawings and manuals | 1 | item |  | 0 | Included in post contract design fees
CDM regulations and health and safety plan | 1 | item |  | 0 | Included in overheads
Considerate constructors scheme | 1 | item | 2000 | 2000
SAP calculations and energy performance certificates | 1 | item | 5000 | 5000
Robust details | 1 | item | 2800 | 2800
Building Control Fees | 1 | item | 22400 | 22400
Planning Condition Discharge Fees | 15 | no | 170 | 2550 | tenderer to assume there are 15 conditions requiring discharge
Adoption Agreements for Section 278, 104 and 38 Agreements | 1 | item | 50000 | 50000 | tenderer to assume road and sewers on virtual plan to be adopted
NHBC (or equivalent) 12 year structural warranty cover | 1 | item | 120000 | 120000 | tenderer not to include for insolvency cover
Testing and reports
Methane and radon testing and reports | 1 | item |  | 0 | Included within pre contract survey work
Concrete testing and reports | 1 | item |  | 0 | Included within S/C package
Dilapidation Surveys | 1 | Item |  | 0 | Included in overheads
Sound testing | 1 | item |  | 0 | Included as Robust Standard Details
Air pressure tests | 1 | item | 7000 | 7000
Handover costs
Snagging costs / inspections | 1 | item | 40000 | 40000
Contract cleaners | 1 | item | 32000 | 32000
Clean to external areas | 1 | item |  | 0 | Included in contract cleaners
Skips | 15 | no | 225 | 3375
Lorry and tipping charges | 1 | item |  | 0 | Included within S/C package
Resident handover packs | 80 | no |  | 0 | Included in overheads
Insurances and Guarantees
Project specific Insurances | 1 | Item | 17500 | 17500
6.5.1 Insurance | 1 | Item | 10000 | 10000
Performance bond / parent company guarantee / insolvency cover |  |  |  | NIL | Contractor to indicate on Supplier Questionnaire
Maintenance period
Defects / Maintenance to dwellings | 80 | no |  | 0 | Included in overheads
External areas - paths, paving and adopted areas | 1 | item |  | 0 | Included within S/C package
Landscaped areas | 1 | item |  | 0 | Included within S/C package
Total of preliminaries |  |  |  | 1442730.2
Total of preliminaries expressed as a weekly cost |  |  |  | 13872.4058
Overheads and Profit
Corporate overheads (expressed as a %) |  |  |  | 4%
Profit (expressed as a %) |  |  |  | 2.5%
Overheads and Profit Total |  |  |  | 6.5%
Construction Costs
2 bed 3 person house (constructed as a mid mews) | Quantity | Unit | Rate | Total | No of units | Total
Substructures
Traditional strip foundation and lowest floor construction (expressed as GIFA) | 71.6 | m2 | 105 | 7518 | 3 | 22554
Superstructures
Superstructures | 71.6 | m2 | 630 | 45108 | 3 | 135324
Allowance for Part L June 22 uplift | 1 | item | 4000 | 4000 | 3 | 12000
Total cost for 2B3P mid mews houses (NDSS) | [5 empty] | 169878
2 bed 3 person house (constructed as a semi detached) | Quantity | Unit | Rate | Total | No of units | Total
Substructures
Traditional strip foundation and lowest floor construction (expressed as GIFA) | 71.6 | m2 | 120 | 8592 | 16 | 137472
Superstructures
Superstructures | 71.6 | m2 | 640 | 45824 | 16 | 733184
Allowance for Part L June 22 uplift | 1 | item | 4000 | 4000 | 16 | 64000
Total cost for 2B3P semi detached houses (NDSS) | [5 empty] | 934656
3 bed 4 person House (constructed as a mid mews) | Quantity | Unit | Rate | Total | No of units | Total
Substructures
Traditional strip foundation and lowest floor construction (expressed as GIFA) | 85.2 | m2 | 115 | 9798 | 7 | 68586
Superstructures
Superstructures | 85.2 | m2 | 615 | 52398 | 7 | 366786
Allowance for Part L June 22 uplift | 1 | item | 4250 | 4250 | 7 | 29750
Total cost for 3B4P mid mews houses (NDSS) | [5 empty] | 465122
3 bed 4 person House (constructed as a semi detached) | Quantity | Unit | Rate | Total | No of units | Total
Substructures
Traditional strip foundation and lowest floor construction (expressed as GIFA) | 85.2 | m2 | 115 | 9798 | 11 | 107778
Superstructures
Superstructures | 85.2 | m2 | 625 | 53250 | 11 | 585750
Allowance for Part L June 22 uplift | 1 | item | 4250 | 4250 | 11 | 46750
Total cost for 3B4P semi detached houses (NDSS) | [5 empty] | 740278
3 bed 4 person house (constructed as semi detached) (side entrance) | Quantity | Unit | Rate | Total | No of units | Total
Substructures
Traditional strip foundation and lowest floor construction (expressed as GIFA) | 86.1 | m2 | 115 | 9901.5 | 11 | 108916.5
Superstructures
Superstructures | 86.1 | m2 | 625 | 53812.5 | 11 | 591937.5
Allowance for Part L June 22 uplift | 1 | item | 4250 | 4250 | 11 | 46750
Total cost for 3B4P semi detached houses (NDSS) | [5 empty] | 747604
3 bed 5 person house (constructed as semi detached) | Quantity | Unit | Rate | Total | No of units | Total
Substructures
Traditional strip foundation and lowest floor construction (expressed as GIFA) | 94.2 | m2 | 110 | 10362 | 22 | 227964
Superstructures
Superstructures | 94.2 | m2 | 615 | 57933 | 22 | 1274526
Allowance for Part L June 22 uplift | 1 | item | 4500 | 4500 | 22 | 99000
Total cost for 3B5P houses (NDSS) | [5 empty] | 1601490
4 bed 6 person house (constructed as semi detached) | Quantity | Unit | Rate | Total | No of units | Total
Substructures
Traditional strip foundation and lowest floor construction (expressed as GIFA) | 108.3 | m2 | 105 | 11371.5 | 10 | 113715
Superstructures
Superstructures | 108.3 | m2 | 605 | 65521.5 | 10 | 655215
Allowance for Part L June 22 uplift | 1 | item | 4500 | 4500 | 10 | 45000
Total cost for 4B6P semi detached houses (NDSS) | [5 empty] | 813930
EXTERNAL WORKS | Quantity | Unit | Rate | Total
Site Preparation Works
Site Clearance (assume 300mm deep inert to landfil) | 19182 | m² | 5.45 | 104541.9
Preparatory Groundworks | 19182 | m² | 0.2 | 3836.4
Roads, Paths, Pavings and Surfacings
Adopted Road (tarmac) including all kerbs and dropped kerbs | 1389 | m² | 87.5 | 121537.5
Adopted footpath 2m wide (tarmac) including all edgings | 1022 | m² | 55 | 56210
Non Adopted footpath (tarmac) including all edgings | 125 | m² | 50 | 6250
Non Adopted Road and Parking Space (tarmac) including all edgings | 3467 | m² | 52.5 | 182017.5
PCC concrete paving 600x600mm (PC sum £40/m2 supply) incl edgings | 2134 | m² | 70 | 149380
Soft Landscaping, Planting and Irrigation Systems
Turf and topsoil (300mm deep) | 6065 | m² | 18.15 | 110079.75
External low level Planting including topsoil and mulch | 1515 | m² | 40 | 60600 | PROV SUM
Tree species (PC sum £300) | 134 | no | 300 | 40200 | PROV SUM
Plot timber gates | 86 | no | 125 | 10750
1800mm high close boarded timber fencing, concrete gravel boards and post | 1282 | lm | 55 | 70510
2100mm high close boarded timber fencing, concrete gravel boards and post | 390 | lm | 57.5 | 22425
External Drainage
Site wide Surface Water and Foul Water Drainage | 1 | item | 290000 | 290000 | PROV SUM
Plot drainage | 80 | item | 6000 | 480000
Land Drainage | 1 | item | 20000 | 20000 | PROV SUM
External Services
Water Mains Supply | 1 | item | 82000 | 82000 | PROV SUM
Electricity Mains Supply | 1 | item | 62500 | 62500 | PROV SUM
Gas Mains Supply | 1 | item | 82000 | 82000 | PROV SUM
Telecommunications and other Communication System Connections | 1 | item | 28500 | 28500 | PROV SUM
External Street Lighting Systems | 1 | item | 42000 | 42000 | PROV SUM
Builder's Work In Connection with External Services | 1 | item | 20500 | 20500 | PROV SUM
Total cost for External Works | [5 empty] | 2045838.05
SUMMARY | [5 empty] | TOTAL COST
Preliminaries | [5 empty] | 1442730.2
Substructure | [5 empty] | 786985.5
Superstructure | [5 empty] | 4342722.5
Part L Uplift | [5 empty] | 343250
External Works | [5 empty] | 2045838.05
Post Contract Design Fees at say 3% | [5 empty] | 268845.7875
OH&P | [5 empty] | 599974.1824
TOTAL GREENFIELD SITE COST FOR 80 AFFORDABLE RENT UNITS IN TRADITIONAL CONSTRUCTION | [5 empty] | 9830346.2199
INNOVATION CHAIN NORTH
Framework of New build Construction Contractors 2024
PRICING SCHEDULE
TENDERER'S NAME | Termrim Construction Limited
HIGH VALUE LOT H1 WEST
TIMBER FRAME CONSTRUCTION
LOCATION | Greater Manchester, Merseyside, Cheshire, Derbyshire West, Staffordshire, Lancashire, Cumbria
Virtual Project Scenario
Nature of project | New Build Affordable Rent Units |  |  | 80 no
Size (m2) and Mix (no) of units | 71.6 | 2B3P House |  | 19 | 1360.4 | NDSS
| 85.2 | 3B4P House |  | 18 | 1533.6 | NDSS
| 86.1 | 3B4P House (side) |  | 11 | 947.1 | NDSS
| 94.2 | 3B5P House |  | 22 | 2072.4 | NDSS
| 108.3 | 4B6P House |  | 10 | 1083 | NDSS
GIFA (m2) | 6996.5
Site Access | Good access direct from main road network
Vandalism risk | High risk - CCTV required with security guard nights and weekends
Length of Contract | 86 | working weeks
Base Date / Commencement Date | 31st January 2024
Form of Contract | JCT design and build 2016 with ICN Amendments
Pricing schedule notes and guidance
1. All rates submitted should be as outlined in the RICS NRM2 Preliminaries (Main Contract)
2. Accommodation and welfare provisions shall be in strict accordance with the CDM Regulations 2015
3. All rates submitted will be applied and used as a basis for the future negotiation of Fixed Price Contracts for all projects within the aforementioned LOT for the full duration of the Framework Agreement. Annual inflationary increases will be applied from the commencement date of the framework and shall be in accordance with BCIS Tender Price Indices or as evidenced to the satisfaction of the instructing client.
4. All items listed below may not be specifically required on every individual project within this LOT. For the purposes of the evaluation each individual item shall be priced or, if included within another item, annotated accordingly identifying which item it is included within. ICN reserves the right to reject any priced schedules submitted with a tender which includes only summary costs or totals which are not fully completed.
5. Should the tenderer deem that a member of the Site Staff and Supervision team will not be required full time on projects within this LOT then the weekly rate shall be adjusted accordingly not the number of weeks. Consideration should be given that the rates inserted will be fixed for future AMP agreements (only subject to inflationary increases as noted above)
6. None of the measured quantities or descriptions are to be altered, all tendering bids are to be based upon a fixed price schedule for consistency.
7. Preliminaries are to be based on the contract period stated above based on timber frame construction. Each item is to be priced based on the relevant contract period. The period stated are for time on site and exclude lead in periods for discharge of pre-start planning conditions. Any other pre-start time costs should be included in the preliminaries. Any items not priced will be deemed not to be required on projects of a similar nature within the afoementioned LOT value range for the duration of the Framework Agreement.
8. Tenderers should allow the percentage for profit and corporate overhead [contractors margin] and these are to include: Contractors profit on net costs. Contracting companies corporate operating overheads on net costs which include cost of premises, employment of non site based staff [with the exception of visiting contract surveyors and construction manager] including estimators, customer care teams, business development managers, buyers, planners, resource, scheduling and programmers, directors and heads of departments, accounts, legal, financing, property costs, administration, IT, human resources, telecoms, transport and vehicles, corporate charges. All contractors contributions to Group overheads [where applicable]
9. The tenderer is to assume Fabric First construction to meet current Building Regulations but is to allow for all Part L uplifts which have been prevalent since June 2022 on a separate line as indicated
10. The tenderer should note that non completion of one schedule will not be a compliant tender - both timber frame and traditional need to be completed
11. The tenderer shall complete the pricing schedule based upon the Affordable Rent specification and Standard House Type layouts (as included within the tender documentation) excluding all abnormal costs.
12. The tenderer shall allow for any cranage and associated works within the timber frame superstructures rate not the preliminaries schedule.
Preliminaries | Quantity | Unit | Rate | Total | Notes
Project specific management and Staff
Project Manager | 86 | weeks |  | 0 | Included in overheads
Contracts Manager | 86 | weeks |  | 0 | Included in overheads
Site Engineer | 86 | weeks | 186.05 | 16000.3
Site Manager | 86 | weeks | 1400 | 120400
Finishing Foreman / Assistant Site Manager | 86 | weeks | 837.21 | 72000.06
Labourer (including at handover) | 86 | weeks | 700 | 60200
Quantity Surveying /Commercial Management | 86 | weeks | 700 | 60200
Planner | 86 | weeks | 700 | 60200
Health & Safety Officer | 86 | weeks |  | 0 | Included in overheads
Site establishment
Delivery of temp accomodation to site and removal on completion | 1 | Item | 3000 | 3000
Site office (inc furniture) | 86 | weeks | 65 | 5590
Meeting room (inc furniture) | 86 | weeks | 60 | 5160
Canteens and Kitchens | 86 | weeks | 65 | 5590
Drying room | 86 | weeks | 65 | 5590 | Included in canteen, combined unit
Toilets and washrooms | 86 | weeks | 110 | 9460
Secure stores | 86 | weeks | 12.5 | 1075
Telephones and Photocopiers (connection and charges) | 86 | weeks | 29.66 | 2550.76
IT systems with email and internet capability | 86 | weeks |  | 0 | Included in overheads
Consumables and services associated with site accommodation | 86 | weeks | 98.84 | 8500.24
Fire points and fire fighting equipment | 1 | Item | 1750 | 1750
Main Contractor's Signboard | 1 | Item |  | 0 | Included in signboard below
Client/Homes England signboard; production, installation and removal (as ER's) | 1 | Item | 1000 | 1000
Cleaning
Site cleaning | 86 | weeks | 623.26 | 53600.36
Site set up
Tarmac and hardcored compound area | 1 | item | 2000 | 2000
Temporary roads including demarcation for safe pedestrian and vehicular routes | 1 | item | 17500 | 17500
Temproary fencing to compound area | 1 | item |  | 0 | Included in item below
Temporary security fencing to site perimeter | 1 | item | 16380 | 16380 | Herras fencing only
Removal of compound on completion; reinstatement | 1 | item |  | 0 | No cost associated
Temp Services incl all connections, disconnections and usage
Water supply | 86 | weeks | 125 | 10750
Gas Supply | 86 | weeks | 290.7 | 25000.2
Electric supply, Lighting and power | 86 | weeks | 275.59 | 23700.74
Drainage | 86 | weeks | 17.45 | 1500.7
Security
Night watchman | 86 | weeks | 66.42 | 5712.12 | Only included to 2 week Christmas shutdown
Pedestrian gates | 1 | item |  | 0 | Included in security fencing
Vehicular gates | 1 | item | 500 | 500
CCTV cameras set up costs | 1 | item | 1000 | 1000
CCTV weekly charge | 86 | weeks | 250 | 21500
Material distribution
Forklift and driver | 43 | weeks | 1586.63 | 68225.09
Site plant
Small Dumper | 43 | weeks |  | 0 | Not required, S/C package
Mixer | 43 | weeks |  | 0 | Not required, S/C package
Road Sweeper including driver and fuel | 43 | weeks | 300 | 12900
Excavator / mini digger including driver and fuel | 43 | weeks |  | 0 | Not required, S/C package
Small tools and equiptment | 43 | weeks | 110 | 4730
Health and Safety
1st aid kit | 1 | item | 250 | 250
Health and safety site visits | 1 | item | 6000 | 6000
Falling from heights | 1 | item | 31658 | 31658
Scaffolding
External scaffolding including mat | 1 | item | 262500 | 262500
Adaption of Scaffolding | 1 | item |  | 0 | Subject to elevational treatments
Internal Scaffolding | 1 | item |  | 0 | Included in S/C package
Fees and charges
Specialist site survey and level survey | 1 | item |  | 0 | Included within pre contract survey work
As built drawings and manuals | 1 | item |  | 0 | Included in post contract design fees
CDM regulations and health and safety plan | 1 | item |  | 0 | Included in overheads
Considerate constructors scheme | 1 | item | 2000 | 2000
SAP calculations and energy performance certificates | 1 | item | 5000 | 5000
Robust details | 1 | item | 2800 | 2800
Building Control Fees | 1 | item | 22400 | 22400
Planning Condition Discharge Fees | 1 | item | 2550 | 2550 | tenderer to assume there are 15 conditions requiring discharge
Adoption Agreements for Section 278, 104 and 38 Agreements | 1 | item | 50000 | 50000 | tenderer to assume road and sewers on virtual plan to be adopted
NHBC (or equivalent) 12 year structural warranty cover | 1 | item | 120000 | 120000 | tenderer not to include for insolvency cover
Testing and reports
Methane and radon testing and reports | 1 | item |  | 0 | Included within pre contract survey work
Concrete testing and reports | 1 | item |  | 0 | Included within S/C package
Dilapidation Surveys | 1 | Item |  | 0 | Included in overheads
Sound testing | 1 | item |  | 0 | Included as Robust Standard Details
Air pressure tests | 1 | item | 7000 | 7000
Handover costs
Snagging costs | 1 | item | 40000 | 40000
Contract cleaners | 1 | item | 32000 | 32000
Clean to external areas | 1 | item |  | 0 | Included in contract cleaners
Skips | 15 | no | 225 | 3375
Lorry and tipping charges | 1 | item |  | 0 | Included within S/C package
Resident handover packs | 80 | no |  | 0 | Included in overheads
Insurances and Guarantees
Project specific Insurance | 1 | Item | 25000 | 25000
6.5.1 Insurance | 1 | Item | 10000 | 10000
Performance bond / parent company guarantee / insolvency cover |  |  |  | NIL | Contractor to indicate on Supplier Questionnaire
Maintenance period
Defects/Maintenance to dwelling | 80 | no |  | 0 | Included in overheads
External areas - paths, paving and adopted areas | 1 | item |  | 0 | Included within S/C package
Landscaped areas | 1 | item |  | 0 | Included within S/C package
Total of preliminaries |  |  |  | 1325798.57
Total of preliminaries expressed as a weekly cost |  |  |  | 15416.2624
Overheads and Profit
Corporate overheads (expressed as a %) |  |  |  | 4%
Profit (expressed as a %) |  |  |  | 2.5%
Overheads and Profit Total |  |  |  | 6.5%
Construction Costs
2 bed 3 person house (constructed as a mid mews) | Quantity | Unit | Rate | Total | No of units | Total
Substructures
Traditional strip foundation and lowest floor construction (expressed as GIFA) | 71.6 | m2 | 105 | 7518 | 3 | 22554
Superstructures
Superstructures | 71.6 | m2 | 670 | 47972 | 3 | 143916
Allowance for Part L June 22 uplift | 1 | item | 4000 | 4000 | 3 | 12000
Total cost for 2B3P mid mews houses (NDSS) | [5 empty] | 178470
2 bed 3 person house (constructed as a semi detached) | Quantity | Unit | Rate | Total | No of units | Total
Substructures
Traditional strip foundation and lowest floor construction (expressed as GIFA) | 71.6 | m2 | 120 | 8592 | 16 | 137472
Superstructures
Superstructures | 71.6 | m2 | 680 | 48688 | 16 | 779008
Allowance for Part L June 22 uplift | 1 | item | 4000 | 4000 | 16 | 64000
Total cost for 2B3P semi detached houses (NDSS) | [5 empty] | 980480
3 bed 4 person House (constructed as a mid mews) | Quantity | Unit | Rate | Total | No of units | Total
Substructures
Traditional strip foundation and lowest floor construction (expressed as GIFA) | 85.2 | m2 | 115 | 9798 | 7 | 68586
Superstructures
Superstructures | 85.2 | m2 | 655 | 55806 | 7 | 390642
Allowance for Part L June 22 uplift | 1 | item | 4250 | 4250 | 7 | 29750
Total cost for 3B4P mid mews houses (NDSS) | [5 empty] | 488978
3 bed 4 person House (constructed as a semi detached) | Quantity | Unit | Rate | Total | No of units | Total
Substructures
Traditional strip foundation and lowest floor construction (expressed as GIFA) | 85.2 | m2 | 115 | 9798 | 11 | 107778
Superstructures
Superstructures | 85.2 | m2 | 665 | 56658 | 11 | 623238
Allowance for Part L June 22 uplift | 1 | item | 4250 | 4250 | 11 | 46750
Total cost for 3B4P semi detached houses (NDSS) | [5 empty] | 777766
3 bed 4 person house (constructed as semi detached) (side entrance) | Quantity | Unit | Rate | Total | No of units | Total
Substructures
Traditional strip foundation and lowest floor construction (expressed as GIFA) | 86.1 | m2 | 115 | 9901.5 | 11 | 108916.5
Superstructures
Superstructures | 86.1 | m2 | 665 | 57256.5 | 11 | 629821.5
Allowance for Part L June 22 uplift | 1 | item | 4250 | 4250 | 11 | 46750
Total cost for 3B4P semi detached houses (NDSS) | [5 empty] | 785488
3 bed 5 person house (constructed as semi detached) | Quantity | Unit | Rate | Total | No of units | Total
Substructures
Traditional strip foundation and lowest floor construction (expressed as GIFA) | 94.2 | m2 | 110 | 10362 | 22 | 227964
Superstructures
Superstructures | 94.2 | m2 | 655 | 61701 | 22 | 1357422
Allowance for Part L June 22 uplift | 1 | item | 4500 | 4500 | 22 | 99000
Total cost for 3B5P houses (NDSS) | [5 empty] | 1684386
4 bed 6 person house (constructed as semi detached) | Quantity | Unit | Rate | Total | No of units | Total
Substructures
Traditional strip foundation and lowest floor construction (expressed as GIFA) | 108.3 | m2 | 105 | 11371.5 | 10 | 113715
Superstructures
Superstructures | 108.3 | m2 | 645 | 69853.5 | 10 | 698535
Allowance for Part L June 22 uplift | 1 | item | 4500 | 4500 | 10 | 45000
Total cost for 4B6P semi detached houses (NDSS) | [5 empty] | 857250
EXTERNAL WORKS | Quantity | Unit | Rate | Total
Site Preparation Works
Site Clearance (assume 300mm deep inert to landfil) | 19182 | m² | 5.45 | 104541.9
Preparatory Groundworks | 19182 | m² | 0.2 | 3836.4
Roads, Paths, Pavings and Surfacings
Adopted Road (tarmac) including all kerbs and dropped kerbs | 1389 | m² | 87.5 | 121537.5
Adopted footpath 2m wide (tarmac) including all edgings | 1022 | m² | 55 | 56210
Non Adopted footpath (tarmac) including all edgings | 125 | m² | 50 | 6250
Non Adopted Road and Parking Space (tarmac) including all edgings | 3467 | m² | 52.5 | 182017.5
PCC concrete paving 600x600mm (PC sum £40/m2 supply) incl edgings | 2134 | m² | 70 | 149380
Soft Landscaping, Planting and Irrigation Systems
Turf and topsoil (300mm deep) | 6065 | m² | 18.15 | 110079.75
External low level Planting including topsoil and mulch | 1515 | m² | 40 | 60600 | PROV SUM
Tree species (PC sum £300) | 134 | no | 300 | 40200 | PROV SUM
Plot timber gates | 86 | no | 125 | 10750
1800mm high close boarded timber fencing, concrete gravel boards and post | 1282 | lm | 55 | 70510
2100mm high close boarded timber fencing, concrete gravel boards and post | 390 | lm | 57.5 | 22425
External Drainage
Site wide Surface Water and Foul Water Drainage | 1 | item | 290000 | 290000 | PROV SUM
Plot drainage | 80 | item | 6000 | 480000
Land Drainage | 1 | item | 20000 | 20000 | PROV SUM
External Services
Water Mains Supply | 1 | item | 82000 | 82000 | PROV SUM
Electricity Mains Supply | 1 | item | 62500 | 62500 | PROV SUM
Gas Mains Supply | 1 | item | 82000 | 82000 | PROV SUM
Telecommunications and other Communication System Connections | 1 | item | 28500 | 28500 | PROV SUM
External Street Lighting Systems | 1 | item | 42000 | 42000 | PROV SUM
Builder's Work In Connection with External Services | 1 | item | 20500 | 20500 | PROV SUM
Total cost for External Works | [5 empty] | 2045838.05
SUMMARY | [5 empty] | TOTAL COST
Preliminaries | [5 empty] | 1325798.57
Substructure | [5 empty] | 786985.5
Superstructure | [5 empty] | 4622582.5
Part L Uplift | [5 empty] | 343250
External Works | [5 empty] | 2045838.05
Post Contract Design Fees at say 3% | [5 empty] | 273733.6386
OH&P | [5 empty] | 610882.2368
TOTAL GREENFIELD SITE COST FOR 80 AFFORDABLE RENT UNITS IN TRADITIONAL CONSTRUCTION | [5 empty] | 10009070.4954
FINAL SUMMARY
TOTAL GREENFIELD SITE COST FOR 80 AFFORDABLE RENT UNITS IN TRADITIONAL CONSTRUCTION | [5 empty] | 9830346.2199
TOTAL GREENFIELD SITE COST FOR 80 AFFORDABLE RENT UNITS IN TIMBER FRAME CONSTRUCTION | [5 empty] | 10009070.4954
TOTAL COMBINED SITE COST FOR 80 AFFORDABLE RENT UNITS IN TIMBER FRAME CONSTRUCTION AND 80 UNITS IN TRADITIONAL CONSTRUCTION | [5 empty] | 19839416.7153

## High val Lot 2
INNOVATION CHAIN NORTH
Framework of New build Construction Contractors 2024
PRICING SCHEDULE
TENDERER'S NAME | Termrim Construction Limited
HIGH VALUE LOT H2 EAST
TRADITIONAL CONSTRUCTION
LOCATION | Northumberland, Tyne & Wear, Durham, North Yorkshire, West Yorkshire, East Yorkshire, South Yorkshire, North Nottinghamshire, Lincolnshire, Derbyshire East
Virtual Project Scenario
Nature of project | New Build Affordable Rent Units |  |  | 80 no
Size (m2) and Mix (no) of units | 71.6 | 2B3P House |  | 19 | 1360.4 | NDSS
| 85.2 | 3B4P House |  | 18 | 1533.6 | NDSS
| 86.1 | 3B4P House (side) |  | 11 | 947.1 | NDSS
| 94.2 | 3B5P House |  | 22 | 2072.4 | NDSS
| 108.3 | 4B6P House |  | 10 | 1083 | NDSS
GIFA (m2) | 6996.5
Site Access | Good access direct from main adopted road network
Vandalism risk | High risk - CCTV required with security guard nights and weekends
Length of Contract | 104 | working weeks
Base Date / Commencement Date | 31st January 2024
Form of Contract | JCT Design and Build 2016 with ICN Amendments
Pricing schedule notes and guidance
1. All rates submitted should be as outlined in the RICS NRM2 Preliminaries (Main Contract)
2. Accommodation and welfare provisions shall be in strict accordance with the CDM Regulations 2015
3. All rates submitted will be applied and used as a basis for the future negotiation of Fixed Price Contracts for all projects within the aforementioned LOT for the full duration of the Framework Agreement. Annual inflationary increases will be applied from the commencement date of the framework and shall be in accordance with BCIS Tender Price Indices or as evidenced to the satisfaction of the instructing client.
4. All items listed below may not be specifically required on every individual project within this LOT. For the purposes of the evaluation each individual item shall be priced or, if included within another item, annotated accordingly identifying which item it is included within. ICN reserves the right to reject any priced schedules submitted with a tender which includes only summary costs or totals which are not fully completed.
5. Should the tenderer deem that a member of the Site Staff and Supervision team will not be required full time on projects within this LOT then the weekly rate shall be adjusted accordingly not the number of weeks. Consideration should be given that the rates inserted will be fixed for future AMP agreements (only subject to inflationary increases as noted above)
6. None of the measured quantities or descriptions are to be altered, all tendering bids are to be based upon a fixed price schedule for consistency.
7. Preliminaries are to be based on the contract period stated above based on traditional masonry construction. Each item is to be priced based on the relevant contract period. The period stated are for time on site and exclude lead in periods for discharge of pre-start planning conditions. Any other pre-start time costs should be included in the preliminaries. Any items not priced will be deemed not to be required on projects of a similar nature within the afoementioned LOT value range for the duration of the Framework Agreement.
8. Tenderers should allow the percentage for profit and corporate overhead [contractors margin] and these are to include: Contractors profit on net costs. Contracting companies corporate operating overheads on net costs which include cost of premises, employment of non site based staff [with the exception of visiting contract surveyors and construction manager] including estimators, customer care teams, business development managers, buyers, planners, resource, scheduling and programmers, directors and heads of departments, accounts, legal, financing, property costs, administration, IT, human resources, telecoms, transport and vehicles, corporate charges. All contractors contributions to Group overheads [where applicable]
9. The tenderer is to assume Fabric First construction to meet current Building Regulations but is to allow for all Part L uplifts which have been prevalent since June 2022 on a separate line as indicated
10. The tenderer should note that non completion of one schedule will not be a compliant tender - both timber frame and traditional need to be completed
11. The tenderer shall complete the pricing schedule based upon the Affordable Rent specification and Standard House Type layouts (as included within the tender documentation) excluding all abnormal costs.
Preliminaries | Quantity | Unit | Rate | Total | Notes
Project specific management and Staff
Project Manager | 104 | weeks |  | 0 | Included in overheads
Contracts Manager | 104 | weeks |  | 0 | Included in overheads
Site Engineer | 104 | weeks | 153.85 | 16000.4
Site Manager | 104 | weeks | 1400 | 145600
Finishing Foreman / Assistant Site Manager | 104 | weeks | 807.7 | 84000.8
Labourer (including at handover) | 104 | weeks | 700 | 72800
Quantity Surveying / Commercial Management | 104 | weeks | 700 | 72800
Planner | 104 | weeks | 700 | 72800
Health & Safety Officer | 104 | weeks |  | 0 | Included in overheads
Site establishment
Delivery of temp accomodation to site and removal on completion | 1 | Item | 3000 | 3000
Site office (inc furniture) | 104 | weeks | 65 | 6760
Meeting room (inc furniture) | 104 | weeks | 60 | 6240
Canteens and Kitchens | 104 | weeks | 65 | 6760
Drying room | 104 | weeks | 65 | 6760
Toilets and washrooms | 104 | weeks | 110 | 11440
Secure stores | 104 | weeks | 12.5 | 1300
Telephones and Photocopiers (connection and charges) | 104 | weeks | 25.97 | 2700.88
IT systems with email and internet capability | 104 | weeks |  | 0 | Included in overheads
Consumables and services associated with site accommodation | 104 | weeks | 96.16 | 10000.64
Fire points and fire fighting equipment | 1 | Item | 1750 | 1750
Main Contractor's Signboard | 1 | Item |  | 0 | Included in signboard below
Client/Homes England signboard; production, installation and removal (as ER's) | 1 | Item | 1000 | 1000
Cleaning
Site cleaning | 104 | weeks | 532.7 | 55400.8
Site set up
Tarmac and hardcore compound area | 1 | item | 2000 | 2000
Temporary roads incl demarcation for safe pedestrian and vehicular routes | 1 | item | 17500 | 17500
Temproary fencing to compound area | 1 | item |  | 0 | Included in item below
Temporary security fencing to site perimeter | 1 | item | 16380 | 16380 | Herras fencing only
Removal of compound on completion; reinstatement | 1 | item |  | 0 | No cost associated
Temp Services incl all connections, disconnections and usage
Water supply | 104 | weeks | 105.77 | 11000.08
Gas Supply | 104 | weeks | 240.39 | 25000.56
Electric supply, Lighting and power | 104 | weeks | 239.42 | 24899.68
Drainage | 104 | weeks | 14.43 | 1500.72
Security
Night watchman | 104 | weeks | 109.85 | 11424.4 | Only included to 2 week Christmas shutdown
Pedestrian gates | 1 | item |  | 0 | Included in security fencing
Vehicular gates | 1 | item | 500 | 500
CCTV cameras set up costs | 1 | item | 1000 | 1000
CCTV weekly charge | 104 | weeks | 250 | 26000
Material distribution
Forklift and driver | 52 | weeks | 1584.62 | 82400.24
Site plant
Small Dumper | 52 | weeks |  | 0 | Not required, S/C package
Mixer | 52 | weeks |  | 0 | Not required, S/C package
Road Sweeper including driver and fuel | 52 | weeks | 300 | 15600
Excavator / mini digger including driver and fuel | 52 | weeks |  | 0 | Not required, S/C package
Small tools and equiptment | 52 | weeks | 110 | 5720
Health and Safety
1st aid kit | 1 | item | 250 | 250
Health and safety site visits | 1 | item | 7200 | 7200
Falling from heights | 1 | item | 60116 | 60116
Scaffolding
External scaffolding including mat | 1 | item | 242500 | 242500
Adaption of Scaffolding | 1 | item |  | 0 | Subject to elevational treatments
Internal Scaffolding | 1 | item |  | 0 | Included in external scaffold
Fees and charges
Specialist site survey and level survey | 1 | item |  | 0 | Included within pre contract survey work
As built drawings and manuals | 1 | item |  | 0 | Included in post contract design fees
CDM regulations and health and safety plan | 1 | item |  | 0 | Included in overheads
Considerate constructors scheme | 1 | item | 2000 | 2000
SAP calculations and energy performance certificates | 1 | item | 5000 | 5000
Robust details | 1 | item | 2800 | 2800
Building Control Fees | 1 | item | 22400 | 22400
Planning Condition Discharge Fees | 15 | no | 170 | 2550 | tenderer to assume there are 15 conditions requiring discharge
Adoption Agreements for Section 278, 104 and 38 Agreements | 1 | item | 50000 | 50000 | tenderer to assume road and sewers on virtual plan to be adopted
NHBC (or equivalent) 12 year structural warranty cover | 1 | item | 120000 | 120000 | tenderer not to include for insolvency cover
Testing and reports
Methane and radon testing and reports | 1 | item |  | 0 | Included within pre contract survey work
Concrete testing and reports | 1 | item |  | 0 | Included within S/C package
Dilapidation Surveys | 1 | Item |  | 0 | Included in overheads
Sound testing | 1 | item |  | 0 | Included as Robust Standard Details
Air pressure tests | 1 | item | 7000 | 7000
Handover costs
Snagging costs / inspections | 1 | item | 40000 | 40000
Contract cleaners | 1 | item | 32000 | 32000
Clean to external areas | 1 | item |  | 0 | Included in contract cleaners
Skips | 15 | no | 225 | 3375
Lorry and tipping charges | 1 | item |  | 0 | Included within S/C package
Resident handover packs | 80 | no |  | 0 | Included in overheads
Insurances and Guarantees
Project specific Insurances | 1 | Item | 17500 | 17500
6.5.1 Insurance | 1 | Item | 10000 | 10000
Performance bond / parent company guarantee / insolvency cover |  |  |  | NIL | Contractor to indicate on Supplier Questionnaire
Maintenance period
Defects / Maintenance to dwellings | 80 | no |  | 0 | Included in overheads
External areas - paths, paving and adopted areas | 1 | item |  | 0 | Included within S/C package
Landscaped areas | 1 | item |  | 0 | Included within S/C package
Total of preliminaries |  |  |  | 1442730.2
Total of preliminaries expressed as a weekly cost |  |  |  | 13872.4058
Overheads and Profit
Corporate overheads (expressed as a %) |  |  |  | 4%
Profit (expressed as a %) |  |  |  | 2.5%
Overheads and Profit Total |  |  |  | 6.5%
Construction Costs
2 bed 3 person house (constructed as a mid mews) | Quantity | Unit | Rate | Total | No of units | Total
Substructures
Traditional strip foundation and lowest floor construction (expressed as GIFA) | 71.6 | m2 | 105 | 7518 | 3 | 22554
Superstructures
Superstructures | 71.6 | m2 | 630 | 45108 | 3 | 135324
Allowance for Part L June 22 uplift | 1 | item | 4000 | 4000 | 3 | 12000
Total cost for 2B3P mid mews houses (NDSS) | [5 empty] | 169878
2 bed 3 person house (constructed as a semi detached) | Quantity | Unit | Rate | Total | No of units | Total
Substructures
Traditional strip foundation and lowest floor construction (expressed as GIFA) | 71.6 | m2 | 120 | 8592 | 16 | 137472
Superstructures
Superstructures | 71.6 | m2 | 640 | 45824 | 16 | 733184
Allowance for Part L June 22 uplift | 1 | item | 4000 | 4000 | 16 | 64000
Total cost for 2B3P semi detached houses (NDSS) | [5 empty] | 934656
3 bed 4 person House (constructed as a mid mews) | Quantity | Unit | Rate | Total | No of units | Total
Substructures
Traditional strip foundation and lowest floor construction (expressed as GIFA) | 85.2 | m2 | 115 | 9798 | 7 | 68586
Superstructures
Superstructures | 85.2 | m2 | 615 | 52398 | 7 | 366786
Allowance for Part L June 22 uplift | 1 | item | 4250 | 4250 | 7 | 29750
Total cost for 3B4P mid mews houses (NDSS) | [5 empty] | 465122
3 bed 4 person House (constructed as a semi detached) | Quantity | Unit | Rate | Total | No of units | Total
Substructures
Traditional strip foundation and lowest floor construction (expressed as GIFA) | 85.2 | m2 | 115 | 9798 | 11 | 107778
Superstructures
Superstructures | 85.2 | m2 | 625 | 53250 | 11 | 585750
Allowance for Part L June 22 uplift | 1 | item | 4250 | 4250 | 11 | 46750
Total cost for 3B4P semi detached houses (NDSS) | [5 empty] | 740278
3 bed 4 person house (constructed as semi detached) (side entrance) | Quantity | Unit | Rate | Total | No of units | Total
Substructures
Traditional strip foundation and lowest floor construction (expressed as GIFA) | 86.1 | m2 | 115 | 9901.5 | 11 | 108916.5
Superstructures
Superstructures | 86.1 | m2 | 625 | 53812.5 | 11 | 591937.5
Allowance for Part L June 22 uplift | 1 | item | 4250 | 4250 | 11 | 46750
Total cost for 3B4P semi detached houses (NDSS) | [5 empty] | 747604
3 bed 5 person house (constructed as semi detached) | Quantity | Unit | Rate | Total | No of units | Total
Substructures
Traditional strip foundation and lowest floor construction (expressed as GIFA) | 94.2 | m2 | 110 | 10362 | 22 | 227964
Superstructures
Superstructures | 94.2 | m2 | 615 | 57933 | 22 | 1274526
Allowance for Part L June 22 uplift | 1 | item | 4500 | 4500 | 22 | 99000
Total cost for 3B5P houses (NDSS) | [5 empty] | 1601490
4 bed 6 person house (constructed as semi detached) | Quantity | Unit | Rate | Total | No of units | Total
Substructures
Traditional strip foundation and lowest floor construction (expressed as GIFA) | 108.3 | m2 | 105 | 11371.5 | 10 | 113715
Superstructures
Superstructures | 108.3 | m2 | 605 | 65521.5 | 10 | 655215
Allowance for Part L June 22 uplift | 1 | item | 4500 | 4500 | 10 | 45000
Total cost for 4B6P semi detached houses (NDSS) | [5 empty] | 813930
EXTERNAL WORKS | Quantity | Unit | Rate | Total
Site Preparation Works
Site Clearance (assume 300mm deep inert to landfil) | 19182 | m² | 5.45 | 104541.9
Preparatory Groundworks | 19182 | m² | 0.2 | 3836.4
Roads, Paths, Pavings and Surfacings
Adopted Road (tarmac) including all kerbs and dropped kerbs | 1389 | m² | 87.5 | 121537.5
Adopted footpath 2m wide (tarmac) including all edgings | 1022 | m² | 55 | 56210
Non Adopted footpath (tarmac) including all edgings | 125 | m² | 50 | 6250
Non Adopted Road and Parking Space (tarmac) including all edgings | 3467 | m² | 52.5 | 182017.5
PCC concrete paving 600x600mm (PC sum £40/m2 supply) incl edgings | 2134 | m² | 70 | 149380
Soft Landscaping, Planting and Irrigation Systems
Turf and topsoil (300mm deep) | 6065 | m² | 18.15 | 110079.75
External low level Planting including topsoil and mulch | 1515 | m² | 40 | 60600 | PROV SUM
Tree species (PC sum £300) | 134 | no | 300 | 40200 | PROV SUM
Plot timber gates | 86 | no | 125 | 10750
1800mm high close boarded timber fencing, concrete gravel boards and post | 1282 | lm | 55 | 70510
2100mm high close boarded timber fencing, concrete gravel boards and post | 390 | lm | 57.5 | 22425
External Drainage
Site wide Surface Water and Foul Water Drainage | 1 | item | 290000 | 290000 | PROV SUM
Plot drainage | 80 | item | 6000 | 480000
Land Drainage | 1 | item | 20000 | 20000 | PROV SUM
External Services
Water Mains Supply | 1 | item | 82000 | 82000 | PROV SUM
Electricity Mains Supply | 1 | item | 62500 | 62500 | PROV SUM
Gas Mains Supply | 1 | item | 82000 | 82000 | PROV SUM
Telecommunications and other Communication System Connections | 1 | item | 28500 | 28500 | PROV SUM
External Street Lighting Systems | 1 | item | 42000 | 42000 | PROV SUM
Builder's Work In Connection with External Services | 1 | item | 20500 | 20500 | PROV SUM
Total cost for External Works | [5 empty] | 2045838.05
SUMMARY | [5 empty] | TOTAL COST
Preliminaries | [5 empty] | 1442730.2
Substructure | [5 empty] | 786985.5
Superstructure | [5 empty] | 4342722.5
Part L Uplift | [5 empty] | 343250
External Works | [5 empty] | 2045838.05
Post Contract Design Fees at say 3% | [5 empty] | 268845.7875
OH&P | [5 empty] | 599974.1824
TOTAL GREENFIELD SITE COST FOR 80 AFFORDABLE RENT UNITS IN TRADITIONAL CONSTRUCTION | [5 empty] | 9830346.2199
INNOVATION CHAIN NORTH
Framework of New build Construction Contractors 2024
PRICING SCHEDULE
TENDERER'S NAME | Termrim Construction Limited
HIGH VALUE LOT H2 EAST
TIMBER FRAME CONSTRUCTION
LOCATION | Northumberland, Tyne & Wear, Durham, North Yorkshire, West Yorkshire, East Yorkshire, South Yorkshire, North Nottinghamshire, Lincolnshire, Derbyshire East
Virtual Project Scenario
Nature of project | New Build Affordable Rent Units |  |  | 80 no
Size (m2) and Mix (no) of units | 71.6 | 2B3P House |  | 19 | 1360.4 | NDSS
| 85.2 | 3B4P House |  | 18 | 1533.6 | NDSS
| 86.1 | 3B4P House (side) |  | 11 | 947.1 | NDSS
| 94.2 | 3B5P House |  | 22 | 2072.4 | NDSS
| 108.3 | 4B6P House |  | 10 | 1083 | NDSS
GIFA (m2) | 6996.5
Site Access | Good access direct from main road network
Vandalism risk | High risk - CCTV required with security guard nights and weekends
Length of Contract | 86 | working weeks
Base Date / Commencement Date | 31st January 2024
Form of Contract | JCT design and build 2016 with ICN Amendments
Pricing schedule notes and guidance
1. All rates submitted should be as outlined in the RICS NRM2 Preliminaries (Main Contract)
2. Accommodation and welfare provisions shall be in strict accordance with the CDM Regulations 2015
3. All rates submitted will be applied and used as a basis for the future negotiation of Fixed Price Contracts for all projects within the aforementioned LOT for the full duration of the Framework Agreement. Annual inflationary increases will be applied from the commencement date of the framework and shall be in accordance with BCIS Tender Price Indices or as evidenced to the satisfaction of the instructing client.
4. All items listed below may not be specifically required on every individual project within this LOT. For the purposes of the evaluation each individual item shall be priced or, if included within another item, annotated accordingly identifying which item it is included within. ICN reserves the right to reject any priced schedules submitted with a tender which includes only summary costs or totals which are not fully completed.
5. Should the tenderer deem that a member of the Site Staff and Supervision team will not be required full time on projects within this LOT then the weekly rate shall be adjusted accordingly not the number of weeks. Consideration should be given that the rates inserted will be fixed for future AMP agreements (only subject to inflationary increases as noted above)
6. None of the measured quantities or descriptions are to be altered, all tendering bids are to be based upon a fixed price schedule for consistency.
7. Preliminaries are to be based on the contract period stated above based on timber frame construction. Each item is to be priced based on the relevant contract period. The period stated are for time on site and exclude lead in periods for discharge of pre-start planning conditions. Any other pre-start time costs should be included in the preliminaries. Any items not priced will be deemed not to be required on projects of a similar nature within the afoementioned LOT value range for the duration of the Framework Agreement.
8. Tenderers should allow the percentage for profit and corporate overhead [contractors margin] and these are to include: Contractors profit on net costs. Contracting companies corporate operating overheads on net costs which include cost of premises, employment of non site based staff [with the exception of visiting contract surveyors and construction manager] including estimators, customer care teams, business development managers, buyers, planners, resource, scheduling and programmers, directors and heads of departments, accounts, legal, financing, property costs, administration, IT, human resources, telecoms, transport and vehicles, corporate charges. All contractors contributions to Group overheads [where applicable]
9. The tenderer is to assume Fabric First construction to meet current Building Regulations but is to allow for all Part L uplifts which have been prevalent since June 2022 on a separate line as indicated
10. The tenderer should note that non completion of one schedule will not be a compliant tender - both timber frame and traditional need to be completed
11. The tenderer shall complete the pricing schedule based upon the Affordable Rent specification and Standard House Type layouts (as included within the tender documentation) excluding all abnormal costs.
12. The tenderer shall allow for any cranage and associated works within the timber frame superstructures rate not the preliminaries schedule.
Preliminaries | Quantity | Unit | Rate | Total | Notes
Project specific management and Staff
Project Manager | 86 | weeks |  | 0 | Included in overheads
Contracts Manager | 86 | weeks |  | 0 | Included in overheads
Site Engineer | 86 | weeks | 186.05 | 16000.3
Site Manager | 86 | weeks | 1400 | 120400
Finishing Foreman / Assistant Site Manager | 86 | weeks | 837.21 | 72000.06
Labourer (including at handover) | 86 | weeks | 700 | 60200
Quantity Surveying /Commercial Management | 86 | weeks | 700 | 60200
Planner | 86 | weeks | 700 | 60200
Health & Safety Officer | 86 | weeks |  | 0 | Included in overheads
Site establishment
Delivery of temp accomodation to site and removal on completion | 1 | Item | 3000 | 3000
Site office (inc furniture) | 86 | weeks | 65 | 5590
Meeting room (inc furniture) | 86 | weeks | 60 | 5160
Canteens and Kitchens | 86 | weeks | 65 | 5590
Drying room | 86 | weeks | 65 | 5590 | Included in canteen, combined unit
Toilets and washrooms | 86 | weeks | 110 | 9460
Secure stores | 86 | weeks | 12.5 | 1075
Telephones and Photocopiers (connection and charges) | 86 | weeks | 29.66 | 2550.76
IT systems with email and internet capability | 86 | weeks |  | 0 | Included in overheads
Consumables and services associated with site accommodation | 86 | weeks | 98.84 | 8500.24
Fire points and fire fighting equipment | 1 | Item | 1750 | 1750
Main Contractor's Signboard | 1 | Item |  | 0 | Included in signboard below
Client/Homes England signboard; production, installation and removal (as ER's) | 1 | Item | 1000 | 1000
Cleaning
Site cleaning | 86 | weeks | 623.26 | 53600.36
Site set up
Tarmac and hardcored compound area | 1 | item | 2000 | 2000
Temporary roads including demarcation for safe pedestrian and vehicular routes | 1 | item | 17500 | 17500
Temproary fencing to compound area | 1 | item |  | 0 | Included in item below
Temporary security fencing to site perimeter | 1 | item | 16380 | 16380 | Herras fencing only
Removal of compound on completion; reinstatement | 1 | item |  | 0 | No cost associated
Temp Services incl all connections, disconnections and usage
Water supply | 86 | weeks | 125 | 10750
Gas Supply | 86 | weeks | 290.7 | 25000.2
Electric supply, Lighting and power | 86 | weeks | 275.59 | 23700.74
Drainage | 86 | weeks | 17.45 | 1500.7
Security
Night watchman | 86 | weeks | 66.42 | 5712.12 | Only included to 2 week Christmas shutdown
Pedestrian gates | 1 | item |  | 0 | Included in security fencing
Vehicular gates | 1 | item | 500 | 500
CCTV cameras set up costs | 1 | item | 1000 | 1000
CCTV weekly charge | 86 | weeks | 250 | 21500
Material distribution
Forklift and driver | 43 | weeks | 1586.63 | 68225.09
Site plant
Small Dumper | 43 | weeks |  | 0 | Not required, S/C package
Mixer | 43 | weeks |  | 0 | Not required, S/C package
Road Sweeper including driver and fuel | 43 | weeks | 300 | 12900
Excavator / mini digger including driver and fuel | 43 | weeks |  | 0 | Not required, S/C package
Small tools and equiptment | 43 | weeks | 110 | 4730
Health and Safety
1st aid kit | 1 | item | 250 | 250
Health and safety site visits | 1 | item | 6000 | 6000
Falling from heights | 1 | item | 31658 | 31658
Scaffolding
External scaffolding including mat | 1 | item | 262500 | 262500
Adaption of Scaffolding | 1 | item |  | 0 | Subject to elevational treatments
Internal Scaffolding | 1 | item |  | 0 | Included in S/C package
Fees and charges
Specialist site survey and level survey | 1 | item |  | 0 | Included within pre contract survey work
As built drawings and manuals | 1 | item |  | 0 | Included in post contract design fees
CDM regulations and health and safety plan | 1 | item |  | 0 | Included in overheads
Considerate constructors scheme | 1 | item | 2000 | 2000
SAP calculations and energy performance certificates | 1 | item | 5000 | 5000
Robust details | 1 | item | 2800 | 2800
Building Control Fees | 1 | item | 22400 | 22400
Planning Condition Discharge Fees | 1 | item | 2550 | 2550 | tenderer to assume there are 15 conditions requiring discharge
Adoption Agreements for Section 278, 104 and 38 Agreements | 1 | item | 50000 | 50000 | tenderer to assume road and sewers on virtual plan to be adopted
NHBC (or equivalent) 12 year structural warranty cover | 1 | item | 120000 | 120000 | tenderer not to include for insolvency cover
Testing and reports
Methane and radon testing and reports | 1 | item |  | 0 | Included within pre contract survey work
Concrete testing and reports | 1 | item |  | 0 | Included within S/C package
Dilapidation Surveys | 1 | Item |  | 0 | Included in overheads
Sound testing | 1 | item |  | 0 | Included as Robust Standard Details
Air pressure tests | 1 | item | 7000 | 7000
Handover costs
Snagging costs | 1 | item | 40000 | 40000
Contract cleaners | 1 | item | 32000 | 32000
Clean to external areas | 1 | item |  | 0 | Included in contract cleaners
Skips | 15 | no | 225 | 3375
Lorry and tipping charges | 1 | item |  | 0 | Included within S/C package
Resident handover packs | 80 | no |  | 0 | Included in overheads
Insurances and Guarantees
Project specific Insurance | 1 | Item | 25000 | 25000
6.5.1 Insurance | 1 | Item | 10000 | 10000
Performance bond / parent company guarantee / insolvency cover |  |  |  | NIL | Contractor to indicate on Supplier Questionnaire
Maintenance period
Defects/Maintenance to dwelling | 80 | no |  | 0 | Included in overheads
External areas - paths, paving and adopted areas | 1 | item |  | 0 | Included within S/C package
Landscaped areas | 1 | item |  | 0 | Included within S/C package
Total of preliminaries |  |  |  | 1325798.57
Total of preliminaries expressed as a weekly cost |  |  |  | 15416.2624
Overheads and Profit
Corporate overheads (expressed as a %) |  |  |  | 4%
Profit (expressed as a %) |  |  |  | 2.5%
Overheads and Profit Total |  |  |  | 6.5%
Construction Costs
2 bed 3 person house (constructed as a mid mews) | Quantity | Unit | Rate | Total | No of units | Total
Substructures
Traditional strip foundation and lowest floor construction (expressed as GIFA) | 71.6 | m2 | 105 | 7518 | 3 | 22554
Superstructures
Superstructures | 71.6 | m2 | 670 | 47972 | 3 | 143916
Allowance for Part L June 22 uplift | 1 | item | 4000 | 4000 | 3 | 12000
Total cost for 2B3P mid mews houses (NDSS) | [5 empty] | 178470
2 bed 3 person house (constructed as a semi detached) | Quantity | Unit | Rate | Total | No of units | Total
Substructures
Traditional strip foundation and lowest floor construction (expressed as GIFA) | 71.6 | m2 | 120 | 8592 | 16 | 137472
Superstructures
Superstructures | 71.6 | m2 | 680 | 48688 | 16 | 779008
Allowance for Part L June 22 uplift | 1 | item | 4000 | 4000 | 16 | 64000
Total cost for 2B3P semi detached houses (NDSS) | [5 empty] | 980480
3 bed 4 person House (constructed as a mid mews) | Quantity | Unit | Rate | Total | No of units | Total
Substructures
Traditional strip foundation and lowest floor construction (expressed as GIFA) | 85.2 | m2 | 115 | 9798 | 7 | 68586
Superstructures
Superstructures | 85.2 | m2 | 655 | 55806 | 7 | 390642
Allowance for Part L June 22 uplift | 1 | item | 4250 | 4250 | 7 | 29750
Total cost for 3B4P mid mews houses (Non NDSS) | [5 empty] | 488978
3 bed 4 person House (constructed as a semi detached) | Quantity | Unit | Rate | Total | No of units | Total
Substructures
Traditional strip foundation and lowest floor construction (expressed as GIFA) | 85.2 | m2 | 115 | 9798 | 11 | 107778
Superstructures
Superstructures | 85.2 | m2 | 665 | 56658 | 11 | 623238
Allowance for Part L June 22 uplift | 1 | item | 4250 | 4250 | 11 | 46750
Total cost for 3B4P semi detached houses (NDSS) | [5 empty] | 777766
3 bed 4 person house (constructed as semi detached) (side entrance) | Quantity | Unit | Rate | Total | No of units | Total
Substructures
Traditional strip foundation and lowest floor construction (expressed as GIFA) | 86.1 | m2 | 115 | 9901.5 | 11 | 108916.5
Superstructures
Superstructures | 86.1 | m2 | 665 | 57256.5 | 11 | 629821.5
Allowance for Part L June 22 uplift | 1 | item | 4250 | 4250 | 11 | 46750
Total cost for 3B4P semi detached houses (NDSS) | [5 empty] | 785488
3 bed 5 person house (constructed as semi detached) | Quantity | Unit | Rate | Total | No of units | Total
Substructures
Traditional strip foundation and lowest floor construction (expressed as GIFA) | 94.2 | m2 | 110 | 10362 | 22 | 227964
Superstructures
Superstructures | 94.2 | m2 | 655 | 61701 | 22 | 1357422
Allowance for Part L June 22 uplift | 1 | item | 4500 | 4500 | 22 | 99000
Total cost for 3B5P houses (Non NDSS) | [5 empty] | 1684386
4 bed 6 person house (constructed as semi detached) | Quantity | Unit | Rate | Total | No of units | Total
Substructures
Traditional strip foundation and lowest floor construction (expressed as GIFA) | 108.3 | m2 | 105 | 11371.5 | 10 | 113715
Superstructures
Superstructures | 108.3 | m2 | 645 | 69853.5 | 10 | 698535
Allowance for Part L June 22 uplift | 1 | item | 4500 | 4500 | 10 | 45000
Total cost for 4B6P semi detached houses (NDSS) | [5 empty] | 857250
EXTERNAL WORKS | Quantity | Unit | Rate | Total
Site Preparation Works
Site Clearance (assume 300mm deep inert to landfil) | 19182 | m² | 5.45 | 104541.9
Preparatory Groundworks | 19182 | m² | 0.2 | 3836.4
Roads, Paths, Pavings and Surfacings
Adopted Road (tarmac) including all kerbs and dropped kerbs | 1389 | m² | 87.5 | 121537.5
Adopted footpath 2m wide (tarmac) including all edgings | 1022 | m² | 55 | 56210
Non Adopted footpath (tarmac) including all edgings | 125 | m² | 50 | 6250
Non Adopted Road and Parking Space (tarmac) including all edgings | 3467 | m² | 52.5 | 182017.5
PCC concrete paving 600x600mm (PC sum £40/m2 supply) incl edgings | 2134 | m² | 70 | 149380
Soft Landscaping, Planting and Irrigation Systems
Turf and topsoil (300mm deep) | 6065 | m² | 18.15 | 110079.75
External low level Planting including topsoil and mulch | 1515 | m² | 40 | 60600 | PROV SUM
Tree species (PC sum £300) | 134 | no | 300 | 40200 | PROV SUM
Plot timber gates | 86 | no | 125 | 10750
1800mm high close boarded timber fencing, concrete gravel boards and post | 1282 | lm | 55 | 70510
2100mm high close boarded timber fencing, concrete gravel boards and post | 390 | lm | 57.5 | 22425
External Drainage
Site wide Surface Water and Foul Water Drainage | 1 | item | 290000 | 290000 | PROV SUM
Plot drainage | 80 | item | 6000 | 480000
Land Drainage | 1 | item | 20000 | 20000 | PROV SUM
External Services
Water Mains Supply | 1 | item | 82000 | 82000 | PROV SUM
Electricity Mains Supply | 1 | item | 62500 | 62500 | PROV SUM
Gas Mains Supply | 1 | item | 82000 | 82000 | PROV SUM
Telecommunications and other Communication System Connections | 1 | item | 28500 | 28500 | PROV SUM
External Street Lighting Systems | 1 | item | 42000 | 42000 | PROV SUM
Builder's Work In Connection with External Services | 1 | item | 20500 | 20500 | PROV SUM
Total cost for External Works | [5 empty] | 2045838.05
SUMMARY | [5 empty] | TOTAL COST
Preliminaries | [5 empty] | 1325798.57
Substructure | [5 empty] | 786985.5
Superstructure | [5 empty] | 4622582.5
Part L Uplift | [5 empty] | 343250
External Works | [5 empty] | 2045838.05
Post Contract Design Fees at say 3% | [5 empty] | 273733.6386
OH&P | [5 empty] | 610882.2368
TOTAL GREENFIELD SITE COST FOR 80 AFFORDABLE RENT UNITS IN TRADITIONAL CONSTRUCTION | [5 empty] | 10009070.4954
FINAL SUMMARY
TOTAL GREENFIELD SITE COST FOR 80 AFFORDABLE RENT UNITS IN TRADITIONAL CONSTRUCTION | [5 empty] | 9830346.2199
TOTAL GREENFIELD SITE COST FOR 80 AFFORDABLE RENT UNITS IN TIMBER FRAME CONSTRUCTION | [5 empty] | 10009070.4954
TOTAL COMBINED SITE COST FOR 80 AFFORDABLE RENT UNITS IN TIMBER FRAME CONSTRUCTION AND 80 UNITS IN TRADITIONAL CONSTRUCTION | [5 empty] | 19839416.7153