## Summary Sheet
INNOVATION CHAIN NORTH
Framework of New build Construction Contractors 2024
PRICING SUMMARY SHEET
TENDERER'S NAME | GK Construction & Project Management Limited
SUMMARY OF TOTAL COMBINED COST FOR TIMBER FRAME AND TRADITIONAL CONSTRUCTION
LOT | COMBINED TOTAL
Low Value L1 | 9078224.7623
Low Value L2 | 9078224.7623
Low Value L3 | 458350
Low Value L4 | 458350
Low Value L5 | 458350
High Value H1 | 25506778.0366
High Value H2 | 1500298
NOTE: Where the 'Combined Total' cells above are highlighted red it is taken that the contractor is not tendering for the lot in question. Only pricing in the green highlighted cells will be taken forward.

## Low val Lot 1
INNOVATION CHAIN NORTH
Framework of New build Construction Contractors 2024
PRICING SCHEDULE
TENDERER'S NAME | GK CONSTRUCTION & PROJECT MANAGEMENT LIMITED
LOW VALUE LOT L1
TRADITIONAL CONSTRUCTION
LOCATION | Greater Manchester and Merseyside, Cheshire, Derbyshire West and Staffordshire
Virtual Project Scenario
Nature of project | New Build Affordable Rent Units |  |  | 27 no
Size (m2) and Mix (no) of units | 71.6 | 2B3P House |  | 8 | 572.8 | NDSS
| 85.2 | 3B4P House |  | 10 | 852 | NDSS
| 86.1 | 3B4P House (side) |  | 3 | 258.3 | NDSS
| 94.2 | 3B5P House |  | 6 | 565.2 | NDSS
GIFA (m2) | 2248.3
Site Access | Good access direct from main adopted road network
Vandalism risk | High risk - CCTV required with security guard nights and weekends
Length of Contract | 68 | working weeks
Base Date / Commencement Date | 31st January 2024
Form of Contract | JCT Design and Build 2016 with ICN Amendments
Pricing schedule notes and guidance
1. All rates submitted should be as outlined in the RICS NRM2 Preliminaries (Main Contract)
2. Accommodation and welfare provisions shall be in strict accordance with the CDM Regulations 2015
3. All rates submitted will be applied and used as a basis for the future negotiation of Fixed Price Contracts for all projects within the aforementioned LOT for the full duration of the Framework Agreement. Annual inflationary increases will be applied from the commencement date of the framework and shall be in accordance with BCIS Tender Price Indices or as evidenced to the satisfaction of the instructing client.
4. All items listed below may not be specifically required on every individual project within this LOT. For the purposes of the evaluation each individual item shall be priced or, if included within another item, annotated accordingly identifying which item it is included within. ICN reserves the right to reject any priced schedules submitted with a tender which includes only summary costs or totals which are not fully completed.
5. Should the tenderer deem that a member of the Site Staff and Supervision team will not be required full time on projects within this LOT then the weekly rate shall be adjusted accordingly not the number of weeks. Consideration should be given that the rates inserted will be fixed for future AMP agreements (only subject to inflationary increases as noted above)
6. None of the measured quantities or descriptions are to be altered, all tendering bids are to be based upon a fixed price schedule for consistency.
7. Preliminaries are to be based on the contract period stated above based on traditional masonry construction. Each item is to be priced based on the relevant contract period. The period stated are for time on site and exclude lead in periods for discharge of pre-start planning conditions. Any other pre-start time costs should be included in the preliminaries. Any items not priced will be deemed not to be required on projects of a similar nature within the afoementioned LOT value range for the duration of the Framework Agreement.
8. Tenderers should allow the percentage for profit and corporate overhead [contractors margin] and these are to include: Contractors profit on net costs. Contracting companies corporate operating overheads on net costs which include cost of premises, employment of non site based staff [with the exception of visiting contract surveyors and construction manager] including estimators, customer care teams, business development managers, buyers, planners, resource, scheduling and programmers, directors and heads of departments, accounts, legal, financing, property costs, administration, IT, human resources, telecoms, transport and vehicles, corporate charges. All contractors contributions to Group overheads [where applicable]
9. The tenderer is to assume Fabric First construction to meet current Building Regulations but is to allow for all Part L uplifts which have been prevalent since June 2022 on a separate line as indicated
10. The tenderer should note that non completion of one schedule will not be a compliant tender - both timber frame and traditional need to be completed
11. The tenderer shall complete the pricing schedule based upon the Affordable Rent specification and Standard House Type layouts (as included within the tender documentation) excluding all abnormal costs.
Preliminaries | Quantity | Unit | Rate | Total | Notes
Project specific management and Staff
Project Manager | 68 | weeks | 738.04 | 50186.72 | Part time
Contracts Manager | 68 | weeks | 264.25 | 17969 | Part time
Site Engineer | 68 | weeks | 775.6 | 52740.8 | Part time
Site Manager | 68 | weeks | 1690 | 114920
Finishing Foreman / Assistant Site Manager | 68 | weeks |  | 0 | Not required on this project
Labourer (including at handover) | 68 | weeks | 764.5 | 51986
Quantity Surveying / Commercial Management | 68 | weeks | 1033.36 | 70268.48 | Part time
Planner | 68 | weeks | 53.63 | 3646.84 | Part time
Health & Safety Officer | 68 | weeks | 83.8 | 5698.4 | Part time
Site establishment
Delivery of temp accomodation to site and removal on completion | 1 | Item | 1400 | 1400
Site office (inc furniture) | 68 | weeks | 71 | 4828
Meeting room (inc furniture) | 68 | weeks |  | 0 | Not required on this project
Canteens and Kitchens | 68 | weeks | 65 | 4420
Drying room | 68 | weeks |  | 0 | Not required on this project
Toilets and washrooms | 68 | weeks | 84.5 | 5746
Secure stores | 68 | weeks | 23.5 | 1598
Telephones and Photocopiers (connection and charges) | 68 | weeks | 132 | 8976
IT systems with email and internet capability | 68 | weeks |  | 0 | Included above (telephones line 57)
Consumables and services associated with site accommodation | 68 | weeks | 25.5 | 1734
Fire points and fire fighting equipment | 1 | Item | 1554.5 | 1554.5
Main Contractor's Signboard | 1 | Item | 550 | 550
Client/Homes England signboard; production, installation and removal (as ER's) | 1 | Item | 650 | 650
Cleaning
Site cleaning | 68 | weeks |  | 0 | Included above (labourer line 45)
Site set up
Tarmac and hardcore compound area | 1 | item |  | 0 | Not required on this project
Temporary roads incl demarcation for safe pedestrian and vehicular routes | 1 | item |  | 0 | Not required on this project
Temproary fencing to compound area | 1 | item | 990 | 990 | 60 lm assumed
Temporary security fencing to site perimeter | 1 | item | 3300 | 3300 | 200 lm assumed
Removal of compound on completion; reinstatement | 1 | item | 750 | 750
Temp Services incl all connections, disconnections and usage
Water supply | 68 | weeks | 72 | 4896
Gas Supply | 68 | weeks |  | 0 | Not required on this project
Electric supply, Lighting and power | 68 | weeks | 111.75 | 7599
Drainage | 68 | weeks | 28.5 | 1938
Security
Night watchman | 68 | weeks | 475 | 32300 | Out of hours monitored CCTV/patrols
Pedestrian gates | 1 | item |  | 0 | Included above (temporary fencing line 69)
Vehicular gates | 1 | item |  | 0 | Included above (temporary fencing line 69)
CCTV cameras set up costs | 1 | item |  | 0 | Included above (night watchman line 77)
CCTV weekly charge | 68 | weeks |  | 0 | Included above (night watchman line 77)
Material distribution
Forklift and driver | 34 | weeks | 1140 | 38760
Site plant
Small Dumper | 34 | weeks |  | 0 | Included below (substructure measured works line 143)
Mixer | 34 | weeks |  | 0 | Included below (superstructure measured works line 145)
Road Sweeper including driver and fuel | 34 | weeks | 260 | 8840
Excavator / mini digger including driver and fuel | 34 | weeks |  | 0 | Included below (substructure measured works line 143)
Small tools and equiptment | 34 | weeks | 160 | 5440
Health and Safety
1st aid kit | 1 | item | 195 | 195
Health and safety site visits | 1 | item |  | 0 | Included above (health and safety officer line 48)
Falling from heights | 1 | item |  | 0 | Included below (scaffolding line 95)
Scaffolding
External scaffolding including mat | 1 | item | 110147 | 110147
Adaption of Scaffolding | 1 | item |  | 0 | Included above (scaffolding line 95)
Internal Scaffolding | 1 | item |  | 0 | Included above (scaffolding line 95)
Fees and charges
Specialist site survey and level survey | 1 | item | 925 | 925 | Topographical survey average cost
As built drawings and manuals | 1 | item |  | 0 | Included above (site manager & QS lines 43 & 46)
CDM regulations and health and safety plan | 1 | item |  | 0 | Included above (health and safety officer line 48)
Considerate constructors scheme | 1 | item | 1316 | 1316
SAP calculations and energy performance certificates | 1 | item | 700 | 700
Robust details | 1 | item | 3500 | 3500
Building Control Fees | 1 | item | 4400 | 4400
Planning Condition Discharge Fees | 15 | no | 60 | 900 | tenderer to assume there are 15 conditions requiring discharge
Adoption Agreements for Section 278, 104 and 38 Agreements | 1 | item | 10000 | 10000 | tenderer to assume road and sewers on virtual plan to be adopted
NHBC (or equivalent) 12 year structural warranty cover | 1 | item | 57240 | 57240 | tenderer not to include for insolvency cover
Testing and reports
Methane and radon testing and reports | 1 | item | 600 | 600
Concrete testing and reports | 1 | item | 2800 | 2800
Dilapidation Surveys | 1 | Item |  | 0 | Included above (site manager line 43)
Sound testing | 1 | item | 1100 | 1100
Air pressure tests | 1 | item | 1100 | 1100
Handover costs
Snagging costs / inspections | 1 | item |  | 0 | Included above (site manager line 43)
Contract cleaners | 1 | item | 5130 | 5130
Clean to external areas | 1 | item |  | 0 | Included above (contract cleaners line 117)
Skips | 8 | no | 240 | 1920
Lorry and tipping charges | 1 | item |  | 0 | Included below (substructure measured works line 143)
Resident handover packs | 27 | no |  | 0 | Included above (site manager & QS lines 43 & 46)
Insurances and Guarantees
Project specific Insurances | 1 | Item | 22000 | 22000
6.5.1 Insurance | 1 | Item | 5000 | 5000
Performance bond / parent company guarantee / insolvency cover |  |  |  | NIL | Contractor to indicate on Supplier Questionnaire
Maintenance period
Defects / Maintenance to dwellings | 27 | no | 350 | 9450
External areas - paths, paving and adopted areas | 1 | item |  | 0 | Included above (defects line 127)
Landscaped areas | 1 | item |  | 0 | Included above (defects line 127)
Total of preliminaries |  |  |  | 742108.74
Total of preliminaries expressed as a weekly cost |  |  |  | 10913.3638
Overheads and Profit
Corporate overheads (expressed as a %) |  |  |  | 1.5%
Profit (expressed as a %) |  |  |  | 4.55%
Overheads and Profit Total |  |  |  | 6.05%
Construction Costs
2 bed 3 person house (constructed as a mid mews) | Quantity | Unit | Rate | Total | No of units | Total
Substructures
Traditional strip foundation and lowest floor construction (expressed as GIFA) | 71.6 | m2 | 145.76 | 10436.416 | 3 | 31309.248
Superstructures
Superstructures | 71.6 | m2 | 961.65 | 68854.14 | 3 | 206562.42
Allowance for Part L June 22 uplift | 1 | item | 8600 | 8600 | 3 | 25800
Total cost for 2B3P mid mews houses (NDSS) | [5 empty] | 263671.668
2 bed 3 person house (constructed as a semi detached) | Quantity | Unit | Rate | Total | No of units | Total
Substructures
Traditional strip foundation and lowest floor construction (expressed as GIFA) | 71.6 | m2 | 145.76 | 10436.416 | 5 | 52182.08
Superstructures
Superstructures | 71.6 | m2 | 1024.5 | 73354.2 | 5 | 366771
Allowance for Part L June 22 uplift | 1 | item | 8600 | 8600 | 5 | 43000
Total cost for 2B3P semi detached houses (NDSS) | [5 empty] | 461953.08
3 bed 4 person House (constructed as a semi detached) | Quantity | Unit | Rate | Total | No of units | Total
Substructures
Traditional strip foundation and lowest floor construction (expressed as GIFA) | 85.2 | m2 | 139.35 | 11872.62 | 10 | 118726.2
Superstructures
Superstructures | 85.2 | m2 | 928.69 | 79124.388 | 10 | 791243.88
Allowance for Part L June 22 uplift | 1 | item | 8705 | 8705 | 10 | 87050
Total cost for 3B4P semi detached houses (NDSS) | [5 empty] | 997020.08
3 bed 4 person House (constructed as a semi detached) (side entrance) | Quantity | Unit | Rate | Total | No of units | Total
Substructures
Traditional strip foundation and lowest floor construction (expressed as GIFA) | 86.1 | m2 | 138.93 | 11961.873 | 3 | 35885.619
Superstructures
Superstructures | 86.1 | m2 | 922.45 | 79422.945 | 3 | 238268.835
Allowance for Part L June 22 uplift | 1 | item | 8705 | 8705 | 3 | 26115
Total cost for 3B4P semi detached houses (NDSS) | [5 empty] | 300269.454
3 bed 5 person house (constructed as semi detached) | Quantity | Unit | Rate | Total | No of units | Total
Substructures
Traditional strip foundation and lowest floor construction (expressed as GIFA) | 94.2 | m2 | 135.2 | 12735.84 | 6 | 76415.04
Superstructures
Superstructures | 94.2 | m2 | 866.36 | 81611.112 | 6 | 489666.672
Allowance for Part L June 22 uplift | 1 | item | 8705 | 8705 | 6 | 52230
Total cost for 3B5P houses (NDSS) | [5 empty] | 618311.712
EXTERNAL WORKS | Quantity | Unit | Rate | Total
Site Preparation Works
Site Clearance (assume 300mm deep inert to landfil) | 7942 | m² | 3.47 | 27558.74
Preparatory Groundworks | 7942 | m² | 1.05 | 8339.1
Roads, Paths, Pavings and Surfacings
Adopted Road (tarmac) including all kerbs and dropped kerbs | 814 | m² | 87.54 | 71257.56
Adopted footpath 2m wide (tarmac) including all edgings | 592 | m² | 77.18 | 45690.56
Non Adopted footpath (tarmac) including all edgings | nil | m² |  | 0
Non Adopted Road and Parking Space (tarmac) including all edgings | 900 | m² | 77.18 | 69462
PCC concrete paving 600x600mm (PC sum £40/m2 supply) incl edgings | 1225 | m² | 78.96 | 96726
Soft Landscaping, Planting and Irrigation Systems
Turf and topsoil (300mm deep) | 2639 | m² | 11.92 | 31456.88
External low level Planting including topsoil and mulch | 660 | m² | 40 | 26400 | PROV SUM
Tree species (PC sum £300) | 67 | no | 300 | 20100 | PROV SUM
Plot timber gates | 29 | no | 178.38 | 5173.02
1800mm high close boarded timber fencing, concrete gravel boards and post | 507 | lm | 130.98 | 66406.86
2100mm high close boarded timber fencing, concrete gravel boards and post | 401 | lm | 141.64 | 56797.64
External Drainage
Site wide Surface Water and Foul Water Drainage | 1 | item | 81000 | 81000 | PROV SUM
Plot drainage | 27 | item | 3755 | 101385
Land Drainage | 1 | item | 6000 | 6000 | PROV SUM
External Services
Water Mains Supply | 1 | item | 23000 | 23000 | PROV SUM
Electricity Mains Supply | 1 | item | 17250 | 17250 | PROV SUM
Gas Mains Supply | 1 | item | 23000 | 23000 | PROV SUM
Telecommunications and other Communication System Connections | 1 | item | 8250 | 8250 | PROV SUM
External Street Lighting Systems | 1 | item | 11500 | 11500 | PROV SUM
Builder's Work In Connection with External Services | 1 | item | 6000 | 6000 | PROV SUM
Total cost for External Works | [5 empty] | 802753.36
SUMMARY | [5 empty] | TOTAL COST
Preliminaries | [5 empty] | 742108.74
Substructure | [5 empty] | 314518.187
Superstructure | [5 empty] | 2092512.807
Part L Uplift | [5 empty] | 234195
External Works | [5 empty] | 802753.36
Post Contract Design Fees at say 3% | [5 empty] | 125582.6428
OH&P | [5 empty] | 260856.0796
TOTAL GREENFIELD SITE COST FOR 27 AFFORDABLE RENT UNITS IN TRADITIONAL CONSTRUCTION | [5 empty] | 4572526.8164
INNOVATION CHAIN NORTH
Framework of New build Construction Contractors 2024
PRICING SCHEDULE
TENDERER'S NAME | GK CONSTRUCTION & PROJECT MANAGEMENT LIMITED
LOW VALUE LOT L1
TIMBER FRAME CONSTRUCTION
LOCATION | Greater Manchester and Merseyside, Cheshire, Derbyshire West and Staffordshire
Virtual Project Scenario
Nature of project | New Build Affordable Rent Units |  |  | 27 no
Size (m2) and Mix (no) of units | 71.6 | 2B3P House |  | 8 | 572.8 | NDSS
| 85.2 | 3B4P House |  | 10 | 852 | NDSS
| 86.1 | 3B4P House (side) |  | 3 | 258.3 | NDSS
| 94.2 | 3B5P House |  | 6 | 565.2 | NDSS
GIFA (m2) | 2248.3
Site Access | Good access direct from main road network
Vandalism risk | High risk - CCTV required with security guard nights and weekends
Length of Contract | 52 | working weeks
Base Date / Commencement Date | 31st January 2024
Form of Contract | JCT design and build 2016 with ICN Amendments
Pricing schedule notes and guidance
1. All rates submitted should be as outlined in the RICS NRM2 Preliminaries (Main Contract)
2. Accommodation and welfare provisions shall be in strict accordance with the CDM Regulations 2015
3. All rates submitted will be applied and used as a basis for the future negotiation of Fixed Price Contracts for all projects within the aforementioned LOT for the full duration of the Framework Agreement. Annual inflationary increases will be applied from the commencement date of the framework and shall be in accordance with BCIS Tender Price Indices or as evidenced to the satisfaction of the instructing client.
4. All items listed below may not be specifically required on every individual project within this LOT. For the purposes of the evaluation each individual item shall be priced or, if included within another item, annotated accordingly identifying which item it is included within. ICN reserves the right to reject any priced schedules submitted with a tender which includes only summary costs or totals which are not fully completed.
5. Should the tenderer deem that a member of the Site Staff and Supervision team will not be required full time on projects within this LOT then the weekly rate shall be adjusted accordingly not the number of weeks. Consideration should be given that the rates inserted will be fixed for future AMP agreements (only subject to inflationary increases as noted above)
6. None of the measured quantities or descriptions are to be altered, all tendering bids are to be based upon a fixed price schedule for consistency.
7. Preliminaries are to be based on the contract period stated above based on timber frame construction. Each item is to be priced based on the relevant contract period. The period stated are for time on site and exclude lead in periods for discharge of pre-start planning conditions. Any other pre-start time costs should be included in the preliminaries. Any items not priced will be deemed not to be required on projects of a similar nature within the afoementioned LOT value range for the duration of the Framework Agreement.
8. Tenderers should allow the percentage for profit and corporate overhead [contractors margin] and these are to include: Contractors profit on net costs. Contracting companies corporate operating overheads on net costs which include cost of premises, employment of non site based staff [with the exception of visiting contract surveyors and construction manager] including estimators, customer care teams, business development managers, buyers, planners, resource, scheduling and programmers, directors and heads of departments, accounts, legal, financing, property costs, administration, IT, human resources, telecoms, transport and vehicles, corporate charges. All contractors contributions to Group overheads [where applicable]
9. The tenderer is to assume Fabric First construction to meet current Building Regulations but is to allow for all Part L uplifts which have been prevalent since June 2022 on a separate line as indicated
10. The tenderer should note that non completion of one schedule will not be a compliant tender - both timber frame and traditional need to be completed
11. The tenderer shall complete the pricing schedule based upon the Affordable Rent specification and Standard House Type layouts (as included within the tender documentation) excluding all abnormal costs.
12. The tenderer shall allow for any cranage and associated works within the timber frame superstructures rate not the preliminaries schedule.
Preliminaries | Quantity | Unit | Rate | Total | Notes
Project specific management and Staff
Project Manager | 52 | weeks | 738.04 | 38378.08 | Part time
Contracts Manager | 52 | weeks | 264.25 | 13741 | Part time
Site Engineer | 52 | weeks | 775.6 | 40331.2 | Part time
Site Manager | 52 | weeks | 1690 | 87880
Finishing Foreman / Assistant Site Manager | 52 | weeks |  | 0 | Not required on this project
Labourer (including at handover) | 52 | weeks | 764.5 | 39754
Quantity Surveying /Commercial Management | 52 | weeks | 1033.36 | 53734.72 | Part time
Planner | 52 | weeks | 53.63 | 2788.76 | Part time
Health & Safety Officer | 52 | weeks | 83.8 | 4357.6 | Part time
Site establishment
Delivery of temp accomodation to site and removal on completion | 1 | Item | 1400 | 1400
Site office (inc furniture) | 52 | weeks | 71 | 3692
Meeting room (inc furniture) | 52 | weeks |  | 0 | Not required on this project
Canteens and Kitchens | 52 | weeks | 65 | 3380
Drying room | 52 | weeks |  | 0 | Not required on this project
Toilets and washrooms | 52 | weeks | 84.5 | 4394
Secure stores | 52 | weeks | 23.5 | 1222
Telephones and Photocopiers (connection and charges) | 52 | weeks | 132 | 6864
IT systems with email and internet capability | 52 | weeks |  | 0 | Included above (telephones line 281)
Consumables and services associated with site accommodation | 52 | weeks | 25.5 | 1326
Fire points and fire fighting equipment | 1 | Item | 1554.5 | 1554.5
Main Contractor's Signboard | 1 | Item | 550 | 550
Client/Homes England signboard; production, installation and removal (as ER's) | 1 | Item | 650 | 650
Cleaning
Site cleaning | 52 | weeks |  | 0 | Included above (labourer line 269)
Site set up
Tarmac and hardcored compound area | 1 | item |  | 0 | Not required on this project
Temporary roads including demarcation for safe pedestrian and vehicular routes | 1 | item |  | 0 | Not required on this project
Temproary fencing to compound area | 1 | item | 990 | 990 | 60 lm assumed
Temporary security fencing to site perimeter | 1 | item | 3300 | 3300 | 200 lm assumed
Removal of compound on completion; reinstatement | 1 | item | 750 | 750
Temp Services incl all connections, disconnections and usage
Water supply | 52 | weeks | 72 | 3744
Gas Supply | 52 | weeks |  | 0 | Not required on this project
Electric supply, Lighting and power | 52 | weeks | 111.75 | 5811
Drainage | 52 | weeks | 28.5 | 1482
Security
Night watchman | 52 | weeks | 475 | 24700 | Out of hours monitored CCTV/patrols
Pedestrian gates | 1 | item |  | 0 | Included above (temporary fencing line 293)
Vehicular gates | 1 | item |  | 0 | Included above (temporary fencing line 293)
CCTV cameras set up costs | 1 | item |  | 0 | Included above (night watchman line 301)
CCTV weekly charge | 52 | weeks |  | 0 | Included above (night watchman line 301)
Material distribution
Forklift and driver | 26 | weeks | 1140 | 29640
Site plant
Small Dumper | 26 | weeks |  | 0 | Included below (substructure measured works line 367)
Mixer | 26 | weeks |  | 0 | Included below (superstructure measured works line 369)
Road Sweeper including driver and fuel | 26 | weeks | 260 | 6760
Excavator / mini digger including driver and fuel | 26 | weeks |  | 0 | Included below (substructure measured works line 367)
Small tools and equiptment | 26 | weeks | 160 | 4160
Health and Safety
1st aid kit | 1 | item | 195 | 195
Health and safety site visits | 1 | item |  | 0 | Included above (health and safety officer line 272)
Falling from heights | 1 | item |  | 0 | Included below (scaffolding line 319)
Scaffolding
External scaffolding including mat | 1 | item | 110147 | 110147
Adaption of Scaffolding | 1 | item |  | 0 | Included above (scaffolding line 319)
Internal Scaffolding | 1 | item |  | 0 | Included above (scaffolding line 319)
Fees and charges
Specialist site survey and level survey | 1 | item | 925 | 925 | Topographical survey average cost
As built drawings and manuals | 1 | item |  | 0 | Included above (site manager & QS lines 267 & 270)
CDM regulations and health and safety plan | 1 | item |  | 0 | Included above (health and safety officer line 272)
Considerate constructors scheme | 1 | item | 1316 | 1316
SAP calculations and energy performance certificates | 1 | item | 700 | 700
Robust details | 1 | item | 3500 | 3500
Building Control Fees | 1 | item | 4400 | 4400
Planning Condition Discharge Fees | 15 | no | 60 | 900 | tenderer to assume there are 15 conditions requiring discharge
Adoption Agreements for Section 278, 104 and 38 Agreements | 1 | item | 10000 | 10000 | tenderer to assume road and sewers on virtual plan to be adopted
NHBC (or equivalent) 12 year structural warranty cover | 1 | item | 57240 | 57240 | tenderer not to include for insolvency cover
Testing and reports
Methane and radon testing and reports | 1 | item | 600 | 600
Concrete testing and reports | 1 | item | 2800 | 2800
Dilapidation Surveys | 1 | Item |  | 0 | Included above (site manager line 267)
Sound testing | 1 | item | 1100 | 1100
Air pressure tests | 1 | item | 1100 | 1100
Handover costs
Snagging costs | 1 | item |  | 0 | Included above (site manager line 267)
Contract cleaners | 1 | item | 5130 | 5130
Clean to external areas | 1 | item |  | 0 | Included above (contract cleaners line 341)
Skips | 8 | no | 240 | 1920
Lorry and tipping charges | 1 | item |  | 0 | Included below (substructure measured works line 367)
Resident handover packs | 27 | no |  | 0 | Included above (site manager & QS lines 267 & 270)
Insurances and Guarantees
Project specific Insurance | 1 | Item | 22000 | 22000
6.5.1 Insurance | 1 | Item | 5000 | 5000
Performance bond / parent company guarantee / insolvency cover |  |  |  | NIL | Contractor to indicate on Supplier Questionnaire
Maintenance period
Defects/Maintenance to dwelling | 27 | no | 350 | 9450
External areas - paths, paving and adopted areas | 1 | item |  | 0 | Included above (defects line 351)
Landscaped areas | 1 | item |  | 0 | Included above (defects line 351)
Total of preliminaries |  |  |  | 625757.86
Total of preliminaries expressed as a weekly cost |  |  |  | 12033.805
Overheads and Profit
Corporate overheads (expressed as a %) |  |  |  | 1.5%
Profit (expressed as a %) |  |  |  | 4.55%
Overheads and Profit Total |  |  |  | 6.05%
Construction Costs
2 bed 3 person house (constructed as a mid mews) | Quantity | Unit | Rate | Total | No of units | Total
Substructures
Traditional strip foundation and lowest floor construction (expressed as GIFA) | 71.6 | m2 | 145.76 | 10436.416 | 3 | 31309.248
Superstructures
Superstructures | 71.6 | m2 | 987.28 | 70689.248 | 3 | 212067.744
Allowance for Part L June 22 uplift | 1 | item | 8600 | 8600 | 3 | 25800
Total cost for 2B3P mid mews houses (NDSS) | [5 empty] | 269176.992
2 bed 3 person house (constructed as a semi detached) | Quantity | Unit | Rate | Total | No of units | Total
Substructures
Traditional strip foundation and lowest floor construction (expressed as GIFA) | 71.6 | m2 | 145.76 | 10436.416 | 5 | 52182.08
Superstructures
Superstructures | 71.6 | m2 | 1050.13 | 75189.308 | 5 | 375946.54
Allowance for Part L June 22 uplift | 1 | item | 8600 | 8600 | 5 | 43000
Total cost for 2B3P semi detached houses (NDSS) | [5 empty] | 471128.62
3 bed 4 person House (constructed as a semi detached) | Quantity | Unit | Rate | Total | No of units | Total
Substructures
Traditional strip foundation and lowest floor construction (expressed as GIFA) | 85.2 | m2 | 139.35 | 11872.62 | 10 | 118726.2
Superstructures
Superstructures | 85.2 | m2 | 953.44 | 81233.088 | 10 | 812330.88
Allowance for Part L June 22 uplift | 1 | item | 8705 | 8705 | 10 | 87050
Total cost for 3B4P semi detached houses (NDSS) | [5 empty] | 1018107.08
3 bed 4 person House (constructed as a semi detached) (side entrance) | Quantity | Unit | Rate | Total | No of units | Total
Substructures
Traditional strip foundation and lowest floor construction (expressed as GIFA) | 86.1 | m2 | 138.93 | 11961.873 | 3 | 35885.619
Superstructures
Superstructures | 86.1 | m2 | 947.04 | 81540.144 | 3 | 244620.432
Allowance for Part L June 22 uplift | 1 | item | 8705 | 8705 | 3 | 26115
Total cost for 3B4P semi detached houses (NDSS) | [5 empty] | 306621.051
3 bed 5 person house (constructed as semi detached) | Quantity | Unit | Rate | Total | No of units | Total
Substructures
Traditional strip foundation and lowest floor construction (expressed as GIFA) | 94.2 | m2 | 135.2 | 12735.84 | 6 | 76415.04
Superstructures
Superstructures | 94.2 | m2 | 889.45 | 83786.19 | 6 | 502717.14
Allowance for Part L June 22 uplift | 1 | item | 8705 | 8705 | 6 | 52230
Total cost for 3B5P houses (NDSS) | [5 empty] | 631362.18
EXTERNAL WORKS | Quantity | Unit | Rate | Total
Site Preparation Works
Site Clearance (assume 300mm deep inert to landfil) | 7942 | m² | 3.47 | 27558.74
Preparatory Groundworks | 7942 | m² | 1.05 | 8339.1
Roads, Paths, Pavings and Surfacings
Adopted Road (tarmac) including all kerbs and dropped kerbs | 814 | m² | 87.54 | 71257.56
Adopted footpath 2m wide (tarmac) including all edgings | 592 | m² | 77.18 | 45690.56
Non Adopted footpath (tarmac) including all edgings | nil | m² |  | 0
Non Adopted Road and Parking Space (tarmac) including all edgings | 900 | m² | 77.18 | 69462
PCC concrete paving 600x600mm (PC sum £40/m2 supply) incl edgings | 1225 | m² | 78.96 | 96726
Soft Landscaping, Planting and Irrigation Systems
Turf and topsoil (300mm deep) | 2639 | m² | 11.92 | 31456.88
External low level Planting including topsoil and mulch | 660 | m² | 40 | 26400 | PROV SUM
Tree species (PC sum £300) | 67 | no | 300 | 20100 | PROV SUM
Plot timber gates | 29 | no | 178.38 | 5173.02
1800mm high close boarded timber fencing, concrete gravel boards and post | 507 | lm | 130.98 | 66406.86
2100mm high close boarded timber fencing, concrete gravel boards and post | 401 | lm | 141.64 | 56797.64
External Drainage
Site wide Surface Water and Foul Water Drainage | 1 | item | 81000 | 81000 | PROV SUM
Plot drainage | 27 | item | 3755 | 101385
Land Drainage | 1 | item | 6000 | 6000 | PROV SUM
External Services
Water Mains Supply | 1 | item | 23000 | 23000 | PROV SUM
Electricity Mains Supply | 1 | item | 17250 | 17250 | PROV SUM
Gas Mains Supply | 1 | item | 23000 | 23000 | PROV SUM
Telecommunications and other Communication System Connections | 1 | item | 8250 | 8250 | PROV SUM
External Street Lighting Systems | 1 | item | 11500 | 11500 | PROV SUM
Builder's Work In Connection with External Services | 1 | item | 6000 | 6000 | PROV SUM
Total cost for External Works | [5 empty] | 802753.36
SUMMARY | [5 empty] | TOTAL COST
Preliminaries | [5 empty] | 625757.86
Substructure | [5 empty] | 314518.187
Superstructure | [5 empty] | 2147682.736
Part L Uplift | [5 empty] | 234195
External Works | [5 empty] | 802753.36
Post Contract Design Fees at say 3% | [5 empty] | 123747.2143
OHP | [5 empty] | 257043.5886
TOTAL GREENFIELD SITE COST FOR 27 AFFORDABLE RENT UNITS IN TIMBER FRAME CONSTRUCTION | [5 empty] | 4505697.9459
FINAL SUMMARY
TOTAL GREENFIELD SITE COST FOR 27 AFFORDABLE RENT UNITS IN TRADITIONAL CONSTRUCTION | [5 empty] | 4572526.8164
TOTAL GREENFIELD SITE COST FOR 27 AFFORDABLE RENT UNITS IN TIMBER FRAME CONSTRUCTION | [5 empty] | 4505697.9459
TOTAL COMBINED SITE COST FOR 27 AFFORDABLE RENT UNITS IN TIMBER FRAME CONSTRUCTION AND 27 UNITS IN TRADITIONAL CONSTRUCTION | [5 empty] | 9078224.7623

## Low val Lot 2
INNOVATION CHAIN NORTH
Framework of New build Construction Contractors 2024
PRICING SCHEDULE
TENDERER'S NAME | GK CONSTRUCTION & PROJECT MANAGEMENT LIMITED
LOW VALUE LOT L2
TRADITIONAL CONSTRUCTION
LOCATION | Lancashire and Cumbria
Virtual Project Scenario
Nature of project | New Build Affordable Rent Units |  |  | 27 no
Size (m2) and Mix (no) of units | 71.6 | 2B3P House |  | 8 | 572.8 | NDSS
| 85.2 | 3B4P House |  | 10 | 852 | NDSS
| 86.1 | 3B4P House (side) |  | 3 | 258.3 | NDSS
| 94.2 | 3B5P House |  | 6 | 565.2 | NDSS
GIFA (m2) | 2248.3
Site Access | Good access direct from main adopted road network
Vandalism risk | High risk - CCTV required with security guard nights and weekends
Length of Contract | 68 | working weeks
Base Date / Commencement Date | 31st January 2024
Form of Contract | JCT Design and Build 2016 with ICN Amendments
Pricing schedule notes and guidance
1. All rates submitted should be as outlined in the RICS NRM2 Preliminaries (Main Contract)
2. Accommodation and welfare provisions shall be in strict accordance with the CDM Regulations 2015
3. All rates submitted will be applied and used as a basis for the future negotiation of Fixed Price Contracts for all projects within the aforementioned LOT for the full duration of the Framework Agreement. Annual inflationary increases will be applied from the commencement date of the framework and shall be in accordance with BCIS Tender Price Indices or as evidenced to the satisfaction of the instructing client.
4. All items listed below may not be specifically required on every individual project within this LOT. For the purposes of the evaluation each individual item shall be priced or, if included within another item, annotated accordingly identifying which item it is included within. ICN reserves the right to reject any priced schedules submitted with a tender which includes only summary costs or totals which are not fully completed.
5. Should the tenderer deem that a member of the Site Staff and Supervision team will not be required full time on projects within this LOT then the weekly rate shall be adjusted accordingly not the number of weeks. Consideration should be given that the rates inserted will be fixed for future AMP agreements (only subject to inflationary increases as noted above)
6. None of the measured quantities or descriptions are to be altered, all tendering bids are to be based upon a fixed price schedule for consistency.
7. Preliminaries are to be based on the contract period stated above based on traditional masonry construction. Each item is to be priced based on the relevant contract period. The period stated are for time on site and exclude lead in periods for discharge of pre-start planning conditions. Any other pre-start time costs should be included in the preliminaries. Any items not priced will be deemed not to be required on projects of a similar nature within the afoementioned LOT value range for the duration of the Framework Agreement.
8. Tenderers should allow the percentage for profit and corporate overhead [contractors margin] and these are to include: Contractors profit on net costs. Contracting companies corporate operating overheads on net costs which include cost of premises, employment of non site based staff [with the exception of visiting contract surveyors and construction manager] including estimators, customer care teams, business development managers, buyers, planners, resource, scheduling and programmers, directors and heads of departments, accounts, legal, financing, property costs, administration, IT, human resources, telecoms, transport and vehicles, corporate charges. All contractors contributions to Group overheads [where applicable]
9. The tenderer is to assume Fabric First construction to meet current Building Regulations but is to allow for all Part L uplifts which have been prevalent since June 2022 on a separate line as indicated
10. The tenderer should note that non completion of one schedule will not be a compliant tender - both timber frame and traditional need to be completed
11. The tenderer shall complete the pricing schedule based upon the Affordable Rent specification and Standard House Type layouts (as included within the tender documentation) excluding all abnormal costs.
Preliminaries | Quantity | Unit | Rate | Total | Notes
Project specific management and Staff
Project Manager | 68 | weeks | 738.04 | 50186.72 | Part time
Contracts Manager | 68 | weeks | 264.25 | 17969 | Part time
Site Engineer | 68 | weeks | 775.6 | 52740.8 | Part time
Site Manager | 68 | weeks | 1690 | 114920
Finishing Foreman / Assistant Site Manager | 68 | weeks |  | 0 | Not required on this project
Labourer (including at handover) | 68 | weeks | 764.5 | 51986
Quantity Surveying / Commercial Management | 68 | weeks | 1033.36 | 70268.48 | Part time
Planner | 68 | weeks | 53.63 | 3646.84 | Part time
Health & Safety Officer | 68 | weeks | 83.8 | 5698.4 | Part time
Site establishment
Delivery of temp accomodation to site and removal on completion | 1 | Item | 1400 | 1400
Site office (inc furniture) | 68 | weeks | 71 | 4828
Meeting room (inc furniture) | 68 | weeks |  | 0 | Not required on this project
Canteens and Kitchens | 68 | weeks | 65 | 4420
Drying room | 68 | weeks |  | 0 | Not required on this project
Toilets and washrooms | 68 | weeks | 84.5 | 5746
Secure stores | 68 | weeks | 23.5 | 1598
Telephones and Photocopiers (connection and charges) | 68 | weeks | 132 | 8976
IT systems with email and internet capability | 68 | weeks |  | 0 | Not required on this project
Consumables and services associated with site accommodation | 68 | weeks | 25.5 | 1734
Fire points and fire fighting equipment | 1 | Item | 1554.5 | 1554.5
Main Contractor's Signboard | 1 | Item | 550 | 550
Client/Homes England signboard; production, installation and removal (as ER's) | 1 | Item | 650 | 650
Cleaning
Site cleaning | 68 | weeks |  | 0 | Included above (labourer line 45)
Site set up
Tarmac and hardcore compound area | 1 | item |  | 0 | Not required on this project
Temporary roads incl demarcation for safe pedestrian and vehicular routes | 1 | item |  | 0 | Not required on this project
Temproary fencing to compound area | 1 | item | 990 | 990 | 60 lm assumed
Temporary security fencing to site perimeter | 1 | item | 3300 | 3300 | 200 lm assumed
Removal of compound on completion; reinstatement | 1 | item | 750 | 750
Temp Services incl all connections, disconnections and usage
Water supply | 68 | weeks | 72 | 4896
Gas Supply | 68 | weeks |  | 0 | Not required on this project
Electric supply, Lighting and power | 68 | weeks | 111.75 | 7599
Drainage | 68 | weeks | 28.5 | 1938
Security
Night watchman | 68 | weeks | 475 | 32300 | Out of hours monitored CCTV/patrols
Pedestrian gates | 1 | item |  | 0 | Included above (temporary fencing line 69)
Vehicular gates | 1 | item |  | 0 | Included above (temporary fencing line 69)
CCTV cameras set up costs | 1 | item |  | 0 | Included above (night watchman line 77)
CCTV weekly charge | 68 | weeks |  | 0 | Included above (night watchman line 77)
Material distribution
Forklift and driver | 34 | weeks | 1140 | 38760
Site plant
Small Dumper | 34 | weeks |  | 0 | Included below (substructure measured works line 143)
Mixer | 34 | weeks |  | 0 | Included below (superstructure measured works line 145)
Road Sweeper including driver and fuel | 34 | weeks | 260 | 8840
Excavator / mini digger including driver and fuel | 34 | weeks |  | 0 | Included below (substructure measured works line 143)
Small tools and equiptment | 34 | weeks | 160 | 5440
Health and Safety
1st aid kit | 1 | item | 195 | 195
Health and safety site visits | 1 | item |  | 0 | Included above (health and safety officer line 48)
Falling from heights | 1 | item |  | 0 | Included below (scaffolding line 95)
Scaffolding
External scaffolding including mat | 1 | item | 110147 | 110147
Adaption of Scaffolding | 1 | item |  | 0 | Included above (scaffolding line 95)
Internal Scaffolding | 1 | item |  | 0 | Included above (scaffolding line 95)
Fees and charges
Specialist site survey and level survey | 1 | item | 925 | 925 | Topographical survey average cost
As built drawings and manuals | 1 | item |  | 0 | Included above (site manager & QS lines 43 & 46)
CDM regulations and health and safety plan | 1 | item |  | 0 | Included above (health and safety officer line 48)
Considerate constructors scheme | 1 | item | 1316 | 1316
SAP calculations and energy performance certificates | 1 | item | 700 | 700
Robust details | 1 | item | 3500 | 3500
Building Control Fees | 1 | item | 4400 | 4400
Planning Condition Discharge Fees | 15 | no | 60 | 900 | tenderer to assume there are 15 conditions requiring discharge
Adoption Agreements for Section 278, 104 and 38 Agreements | 1 | item | 10000 | 10000 | tenderer to assume road and sewers on virtual plan to be adopted
NHBC (or equivalent) 12 year structural warranty cover | 1 | item | 57240 | 57240 | tenderer not to include for insolvency cover
Testing and reports
Methane and radon testing and reports | 1 | item | 600 | 600
Concrete testing and reports | 1 | item | 2800 | 2800
Dilapidation Surveys | 1 | Item |  | 0 | Included above (site manager line 43)
Sound testing | 1 | item | 1100 | 1100
Air pressure tests | 1 | item | 1100 | 1100
Handover costs
Snagging costs / inspections | 1 | item |  | 0 | Included above (site manager line 43)
Contract cleaners | 1 | item | 5130 | 5130
Clean to external areas | 1 | item |  | 0 | Included above (contract cleaners line 117)
Skips | 8 | no | 240 | 1920
Lorry and tipping charges | 1 | item |  | 0 | Included below (substructure measured works line 143)
Resident handover packs | 27 | no |  | 0 | Included above (site manager & QS lines 43 & 46)
Insurances and Guarantees
Project specific Insurances | 1 | Item | 22000 | 22000
6.5.1 Insurance | 1 | Item | 5000 | 5000
Performance bond / parent company guarantee / insolvency cover |  |  |  | NIL | Contractor to indicate on Supplier Questionnaire
Maintenance period
Defects / Maintenance to dwellings | 27 | no | 350 | 9450
External areas - paths, paving and adopted areas | 1 | item |  | 0 | Included above (defects line 127)
Landscaped areas | 1 | item |  | 0 | Included above (defects line 127)
Total of preliminaries |  |  |  | 742108.74
Total of preliminaries expressed as a weekly cost |  |  |  | 10913.3638
Overheads and Profit
Corporate overheads (expressed as a %) |  |  |  | 1.5%
Profit (expressed as a %) |  |  |  | 4.55%
Overheads and Profit Total |  |  |  | 6.05%
Construction Costs
2 bed 3 person house (constructed as a mid mews) | Quantity | Unit | Rate | Total | No of units | Total
Substructures
Traditional strip foundation and lowest floor construction (expressed as GIFA) | 71.6 | m2 | 145.76 | 10436.416 | 3 | 31309.248
Superstructures
Superstructures | 71.6 | m2 | 961.65 | 68854.14 | 3 | 206562.42
Allowance for Part L June 22 uplift | 1 | item | 8600 | 8600 | 3 | 25800
Total cost for 2B3P mid mews houses (NDSS) | [5 empty] | 263671.668
2 bed 3 person house (constructed as a semi detached) | Quantity | Unit | Rate | Total | No of units | Total
Substructures
Traditional strip foundation and lowest floor construction (expressed as GIFA) | 71.6 | m2 | 145.76 | 10436.416 | 5 | 52182.08
Superstructures
Superstructures | 71.6 | m2 | 1024.5 | 73354.2 | 5 | 366771
Allowance for Part L June 22 uplift | 1 | item | 8600 | 8600 | 5 | 43000
Total cost for 2B3P semi detached houses (NDSS) | [5 empty] | 461953.08
3 bed 4 person House (constructed as a semi detached) | Quantity | Unit | Rate | Total | No of units | Total
Substructures
Traditional strip foundation and lowest floor construction (expressed as GIFA) | 85.2 | m2 | 139.35 | 11872.62 | 10 | 118726.2
Superstructures
Superstructures | 85.2 | m2 | 928.69 | 79124.388 | 10 | 791243.88
Allowance for Part L June 22 uplift | 1 | item | 8705 | 8705 | 10 | 87050
Total cost for 3B4P semi detached houses (NDSS) | [5 empty] | 997020.08
3 bed 4 person House (constructed as a semi detached) (side entrance) | Quantity | Unit | Rate | Total | No of units | Total
Substructures
Traditional strip foundation and lowest floor construction (expressed as GIFA) | 86.1 | m2 | 138.93 | 11961.873 | 3 | 35885.619
Superstructures
Superstructures | 86.1 | m2 | 922.45 | 79422.945 | 3 | 238268.835
Allowance for Part L June 22 uplift | 1 | item | 8705 | 8705 | 3 | 26115
Total cost for 3B4P semi detached houses (NDSS) | [5 empty] | 300269.454
3 bed 5 person house (constructed as semi detached) | Quantity | Unit | Rate | Total | No of units | Total
Substructures
Traditional strip foundation and lowest floor construction (expressed as GIFA) | 94.2 | m2 | 135.2 | 12735.84 | 6 | 76415.04
Superstructures
Superstructures | 94.2 | m2 | 866.36 | 81611.112 | 6 | 489666.672
Allowance for Part L June 22 uplift | 1 | item | 8705 | 8705 | 6 | 52230
Total cost for 3B5P houses (NDSS) | [5 empty] | 618311.712
EXTERNAL WORKS | Quantity | Unit | Rate | Total
Site Preparation Works
Site Clearance (assume 300mm deep inert to landfil) | 7942 | m² | 3.47 | 27558.74
Preparatory Groundworks | 7942 | m² | 1.05 | 8339.1
Roads, Paths, Pavings and Surfacings
Adopted Road (tarmac) including all kerbs and dropped kerbs | 814 | m² | 87.54 | 71257.56
Adopted footpath 2m wide (tarmac) including all edgings | 592 | m² | 77.18 | 45690.56
Non Adopted footpath (tarmac) including all edgings | nil | m² |  | 0
Non Adopted Road and Parking Space (tarmac) including all edgings | 900 | m² | 77.18 | 69462
PCC concrete paving 600x600mm (PC sum £40/m2 supply) incl edgings | 1225 | m² | 78.96 | 96726
Soft Landscaping, Planting and Irrigation Systems
Turf and topsoil (300mm deep) | 2639 | m² | 11.92 | 31456.88
External low level Planting including topsoil and mulch | 660 | m² | 40 | 26400 | PROV SUM
Tree species (PC sum £300) | 67 | no | 300 | 20100 | PROV SUM
Plot timber gates | 29 | no | 178.38 | 5173.02
1800mm high close boarded timber fencing, concrete gravel boards and post | 507 | lm | 130.98 | 66406.86
2100mm high close boarded timber fencing, concrete gravel boards and post | 401 | lm | 141.64 | 56797.64
External Drainage
Site wide Surface Water and Foul Water Drainage | 1 | item | 81000 | 81000 | PROV SUM
Plot drainage | 27 | item | 3755 | 101385
Land Drainage | 1 | item | 6000 | 6000 | PROV SUM
External Services
Water Mains Supply | 1 | item | 23000 | 23000 | PROV SUM
Electricity Mains Supply | 1 | item | 17250 | 17250 | PROV SUM
Gas Mains Supply | 1 | item | 23000 | 23000 | PROV SUM
Telecommunications and other Communication System Connections | 1 | item | 8250 | 8250 | PROV SUM
External Street Lighting Systems | 1 | item | 11500 | 11500 | PROV SUM
Builder's Work In Connection with External Services | 1 | item | 6000 | 6000 | PROV SUM
Total cost for External Works | [5 empty] | 802753.36
SUMMARY | [5 empty] | TOTAL COST
Preliminaries | [5 empty] | 742108.74
Substructure | [5 empty] | 314518.187
Superstructure | [5 empty] | 2092512.807
Part L Uplift | [5 empty] | 234195
External Works | [5 empty] | 802753.36
Post Contract Design Fees at say 3% | [5 empty] | 125582.6428
OH&P | [5 empty] | 260856.0796
TOTAL GREENFIELD SITE COST FOR 27 AFFORDABLE RENT UNITS IN TRADITIONAL CONSTRUCTION | [5 empty] | 4572526.8164
INNOVATION CHAIN NORTH
Framework of New build Construction Contractors 2024
PRICING SCHEDULE
TENDERER'S NAME | GK CONSTRUCTION & PROJECT MANAGEMENT LIMITED
LOW VALUE LOT L2
TIMBER FRAME CONSTRUCTION
LOCATION | Lancashire and Cumbria
Virtual Project Scenario
Nature of project | New Build Affordable Rent Units |  |  | 27 no
Size (m2) and Mix (no) of units | 71.6 | 2B3P House |  | 8 | 572.8 | NDSS
| 85.2 | 3B4P House |  | 10 | 852 | NDSS
| 86.1 | 3B4P House (side) |  | 3 | 258.3 | NDSS
| 94.2 | 3B5P House |  | 6 | 565.2 | NDSS
GIFA (m2) | 2248.3
Site Access | Good access direct from main road network
Vandalism risk | High risk - CCTV required with security guard nights and weekends
Length of Contract | 52 | working weeks
Base Date / Commencement Date | 31st January 2024
Form of Contract | JCT design and build 2016 with ICN Amendments
Pricing schedule notes and guidance
1. All rates submitted should be as outlined in the RICS NRM2 Preliminaries (Main Contract)
2. Accommodation and welfare provisions shall be in strict accordance with the CDM Regulations 2015
3. All rates submitted will be applied and used as a basis for the future negotiation of Fixed Price Contracts for all projects within the aforementioned LOT for the full duration of the Framework Agreement. Annual inflationary increases will be applied from the commencement date of the framework and shall be in accordance with BCIS Tender Price Indices or as evidenced to the satisfaction of the instructing client.
4. All items listed below may not be specifically required on every individual project within this LOT. For the purposes of the evaluation each individual item shall be priced or, if included within another item, annotated accordingly identifying which item it is included within. ICN reserves the right to reject any priced schedules submitted with a tender which includes only summary costs or totals which are not fully completed.
5. Should the tenderer deem that a member of the Site Staff and Supervision team will not be required full time on projects within this LOT then the weekly rate shall be adjusted accordingly not the number of weeks. Consideration should be given that the rates inserted will be fixed for future AMP agreements (only subject to inflationary increases as noted above)
6. None of the measured quantities or descriptions are to be altered, all tendering bids are to be based upon a fixed price schedule for consistency.
7. Preliminaries are to be based on the contract period stated above based on timber frame construction. Each item is to be priced based on the relevant contract period. The period stated are for time on site and exclude lead in periods for discharge of pre-start planning conditions. Any other pre-start time costs should be included in the preliminaries. Any items not priced will be deemed not to be required on projects of a similar nature within the afoementioned LOT value range for the duration of the Framework Agreement.
8. Tenderers should allow the percentage for profit and corporate overhead [contractors margin] and these are to include: Contractors profit on net costs. Contracting companies corporate operating overheads on net costs which include cost of premises, employment of non site based staff [with the exception of visiting contract surveyors and construction manager] including estimators, customer care teams, business development managers, buyers, planners, resource, scheduling and programmers, directors and heads of departments, accounts, legal, financing, property costs, administration, IT, human resources, telecoms, transport and vehicles, corporate charges. All contractors contributions to Group overheads [where applicable]
9. The tenderer is to assume Fabric First construction to meet current Building Regulations but is to allow for all Part L uplifts which have been prevalent since June 2022 on a separate line as indicated
10. The tenderer should note that non completion of one schedule will not be a compliant tender - both timber frame and traditional need to be completed
11. The tenderer shall complete the pricing schedule based upon the Affordable Rent specification and Standard House Type layouts (as included within the tender documentation) excluding all abnormal costs.
12. The tenderer shall allow for any cranage and associated works within the timber frame superstructures rate not the preliminaries schedule.
Preliminaries | Quantity | Unit | Rate | Total | Notes
Project specific management and Staff
Project Manager | 52 | weeks | 738.04 | 38378.08 | Part time
Contracts Manager | 52 | weeks | 264.25 | 13741 | Part time
Site Engineer | 52 | weeks | 775.6 | 40331.2 | Part time
Site Manager | 52 | weeks | 1690 | 87880
Finishing Foreman / Assistant Site Manager | 52 | weeks |  | 0 | Not required on this project
Labourer (including at handover) | 52 | weeks | 764.5 | 39754
Quantity Surveying /Commercial Management | 52 | weeks | 1033.36 | 53734.72 | Part time
Planner | 52 | weeks | 53.63 | 2788.76 | Part time
Health & Safety Officer | 52 | weeks | 83.8 | 4357.6 | Part time
Site establishment
Delivery of temp accomodation to site and removal on completion | 1 | Item | 1400 | 1400
Site office (inc furniture) | 52 | weeks | 71 | 3692
Meeting room (inc furniture) | 52 | weeks |  | 0 | Not required on this project
Canteens and Kitchens | 52 | weeks | 65 | 3380
Drying room | 52 | weeks |  | 0 | Not required on this project
Toilets and washrooms | 52 | weeks | 84.5 | 4394
Secure stores | 52 | weeks | 23.5 | 1222
Telephones and Photocopiers (connection and charges) | 52 | weeks | 132 | 6864
IT systems with email and internet capability | 52 | weeks |  | 0 | Included above (telephones line 281)
Consumables and services associated with site accommodation | 52 | weeks | 25.5 | 1326
Fire points and fire fighting equipment | 1 | Item | 1554.5 | 1554.5
Main Contractor's Signboard | 1 | Item | 550 | 550
Client/Homes England signboard; production, installation and removal (as ER's) | 1 | Item | 650 | 650
Cleaning
Site cleaning | 52 | weeks |  | 0 | Included above (labourer line 269)
Site set up
Tarmac and hardcored compound area | 1 | item |  | 0 | Not required on this project
Temporary roads including demarcation for safe pedestrian and vehicular routes | 1 | item |  | 0 | Not required on this project
Temproary fencing to compound area | 1 | item | 990 | 990 | 60 lm assumed
Temporary security fencing to site perimeter | 1 | item | 3300 | 3300 | 200 lm assumed
Removal of compound on completion; reinstatement | 1 | item | 750 | 750
Temp Services incl all connections, disconnections and usage
Water supply | 52 | weeks | 72 | 3744
Gas Supply | 52 | weeks |  | 0 | Not required on this project
Electric supply, Lighting and power | 52 | weeks | 111.75 | 5811
Drainage | 52 | weeks | 28.5 | 1482
Security
Night watchman | 52 | weeks | 475 | 24700 | Out of hours monitored CCTV/patrols
Pedestrian gates | 1 | item |  | 0 | Included above (temporary fencing line 292)
Vehicular gates | 1 | item |  | 0 | Included above (temporary fencing line 292)
CCTV cameras set up costs | 1 | item |  | 0 | Included above (night watchman line 301)
CCTV weekly charge | 52 | weeks |  | 0 | Included above (night watchman line 301)
Material distribution
Forklift and driver | 26 | weeks | 1140 | 29640
Site plant
Small Dumper | 26 | weeks |  | 0 | Included below (substructure measured works line 367)
Mixer | 26 | weeks |  | 0 | Included below (superstructure measured works line 369)
Road Sweeper including driver and fuel | 26 | weeks | 260 | 6760
Excavator / mini digger including driver and fuel | 26 | weeks |  | 0 | Included below (substructure measured works line 367)
Small tools and equiptment | 26 | weeks | 160 | 4160
Health and Safety
1st aid kit | 1 | item | 195 | 195
Health and safety site visits | 1 | item |  | 0 | Included above (health and safety officer line 272)
Falling from heights | 1 | item |  | 0 | Included below (scaffolding line 319)
Scaffolding
External scaffolding including mat | 1 | item | 110147 | 110147
Adaption of Scaffolding | 1 | item |  | 0 | Included above (scaffolding line 319)
Internal Scaffolding | 1 | item |  | 0 | Included above (scaffolding line 319)
Fees and charges
Specialist site survey and level survey | 1 | item | 925 | 925 | Topographical survey average cost
As built drawings and manuals | 1 | item |  | 0 | Included above (site manager & QS lines 267 & 270)
CDM regulations and health and safety plan | 1 | item |  | 0 | Included above (health and safety officer line 272)
Considerate constructors scheme | 1 | item | 1316 | 1316
SAP calculations and energy performance certificates | 1 | item | 700 | 700
Robust details | 1 | item | 3500 | 3500
Building Control Fees | 1 | item | 4400 | 4400
Planning Condition Discharge Fees | 15 | no | 60 | 900 | tenderer to assume there are 15 conditions requiring discharge
Adoption Agreements for Section 278, 104 and 38 Agreements | 1 | item | 10000 | 10000 | tenderer to assume road and sewers on virtual plan to be adopted
NHBC (or equivalent) 12 year structural warranty cover | 1 | item | 57240 | 57240 | tenderer not to include for insolvency cover
Testing and reports
Methane and radon testing and reports | 1 | item | 600 | 600
Concrete testing and reports | 1 | item | 2800 | 2800
Dilapidation Surveys | 1 | Item |  | 0 | Included above (site manager line 267)
Sound testing | 1 | item | 1100 | 1100
Air pressure tests | 1 | item | 1100 | 1100
Handover costs
Snagging costs | 1 | item |  | 0 | Included above (site manager line 267)
Contract cleaners | 1 | item | 5130 | 5130
Clean to external areas | 1 | item |  | 0 | Included above (contract cleaners line 341)
Skips | 8 | no | 240 | 1920
Lorry and tipping charges | 1 | item |  | 0 | Included below (substructure measured works line 367)
Resident handover packs | 27 | no |  | 0 | Included above (site manager & QS lines 267 & 270)
Insurances and Guarantees
Project specific Insurance | 1 | Item | 22000 | 22000
6.5.1 Insurance | 1 | Item | 5000 | 5000
Performance bond / parent company guarantee / insolvency cover |  |  |  | NIL | Contractor to indicate on Supplier Questionnaire
Maintenance period
Defects/Maintenance to dwelling | 27 | no | 350 | 9450
External areas - paths, paving and adopted areas | 1 | item |  | 0 | Included above (defects line 351)
Landscaped areas | 1 | item |  | 0 | Included above (defects line 351)
Total of preliminaries |  |  |  | 625757.86
Total of preliminaries expressed as a weekly cost |  |  |  | 12033.805
Overheads and Profit
Corporate overheads (expressed as a %) |  |  |  | 1.5%
Profit (expressed as a %) |  |  |  | 4.55%
Overheads and Profit Total |  |  |  | 6.05%
Construction Costs
2 bed 3 person house (constructed as a mid mews) | Quantity | Unit | Rate | Total | No of units | Total
Substructures
Traditional strip foundation and lowest floor construction (expressed as GIFA) | 71.6 | m2 | 145.76 | 10436.416 | 3 | 31309.248
Superstructures
Superstructures | 71.6 | m2 | 987.28 | 70689.248 | 3 | 212067.744
Allowance for Part L June 22 uplift | 1 | item | 8600 | 8600 | 3 | 25800
Total cost for 2B3P mid mews houses (NDSS) | [5 empty] | 269176.992
2 bed 3 person house (constructed as a semi detached) | Quantity | Unit | Rate | Total | No of units | Total
Substructures
Traditional strip foundation and lowest floor construction (expressed as GIFA) | 71.6 | m2 | 145.76 | 10436.416 | 5 | 52182.08
Superstructures
Superstructures | 71.6 | m2 | 1050.13 | 75189.308 | 5 | 375946.54
Allowance for Part L June 22 uplift | 1 | item | 8600 | 8600 | 5 | 43000
Total cost for 2B3P semi detached houses (NDSS) | [5 empty] | 471128.62
3 bed 4 person House (constructed as a semi detached) | Quantity | Unit | Rate | Total | No of units | Total
Substructures
Traditional strip foundation and lowest floor construction (expressed as GIFA) | 85.2 | m2 | 139.35 | 11872.62 | 10 | 118726.2
Superstructures
Superstructures | 85.2 | m2 | 953.44 | 81233.088 | 10 | 812330.88
Allowance for Part L June 22 uplift | 1 | item | 8705 | 8705 | 10 | 87050
Total cost for 3B4P semi detached houses (NDSS) | [5 empty] | 1018107.08
3 bed 4 person House (constructed as a semi detached) (side entrance) | Quantity | Unit | Rate | Total | No of units | Total
Substructures
Traditional strip foundation and lowest floor construction (expressed as GIFA) | 86.1 | m2 | 138.93 | 11961.873 | 3 | 35885.619
Superstructures
Superstructures | 86.1 | m2 | 947.04 | 81540.144 | 3 | 244620.432
Allowance for Part L June 22 uplift | 1 | item | 8705 | 8705 | 3 | 26115
Total cost for 3B4P semi detached houses (NDSS) | [5 empty] | 306621.051
3 bed 5 person house (constructed as semi detached) | Quantity | Unit | Rate | Total | No of units | Total
Substructures
Traditional strip foundation and lowest floor construction (expressed as GIFA) | 94.2 | m2 | 135.2 | 12735.84 | 6 | 76415.04
Superstructures
Superstructures | 94.2 | m2 | 889.45 | 83786.19 | 6 | 502717.14
Allowance for Part L June 22 uplift | 1 | item | 8705 | 8705 | 6 | 52230
Total cost for 3B5P houses (NDSS) | [5 empty] | 631362.18
EXTERNAL WORKS | Quantity | Unit | Rate | Total
Site Preparation Works
Site Clearance (assume 300mm deep inert to landfil) | 7942 | m² | 3.47 | 27558.74
Preparatory Groundworks | 7942 | m² | 1.05 | 8339.1
Roads, Paths, Pavings and Surfacings
Adopted Road (tarmac) including all kerbs and dropped kerbs | 814 | m² | 87.54 | 71257.56
Adopted footpath 2m wide (tarmac) including all edgings | 592 | m² | 77.18 | 45690.56
Non Adopted footpath (tarmac) including all edgings | nil | m² |  | 0
Non Adopted Road and Parking Space (tarmac) including all edgings | 900 | m² | 77.18 | 69462
PCC concrete paving 600x600mm (PC sum £40/m2 supply) incl edgings | 1225 | m² | 78.96 | 96726
Soft Landscaping, Planting and Irrigation Systems
Turf and topsoil (300mm deep) | 2639 | m² | 11.92 | 31456.88
External low level Planting including topsoil and mulch | 660 | m² | 40 | 26400 | PROV SUM
Tree species (PC sum £300) | 67 | no | 300 | 20100 | PROV SUM
Plot timber gates | 29 | no | 178.38 | 5173.02
1800mm high close boarded timber fencing, concrete gravel boards and post | 507 | lm | 130.98 | 66406.86
2100mm high close boarded timber fencing, concrete gravel boards and post | 401 | lm | 141.64 | 56797.64
External Drainage
Site wide Surface Water and Foul Water Drainage | 1 | item | 81000 | 81000 | PROV SUM
Plot drainage | 27 | item | 3755 | 101385
Land Drainage | 1 | item | 6000 | 6000 | PROV SUM
External Services
Water Mains Supply | 1 | item | 23000 | 23000 | PROV SUM
Electricity Mains Supply | 1 | item | 17250 | 17250 | PROV SUM
Gas Mains Supply | 1 | item | 23000 | 23000 | PROV SUM
Telecommunications and other Communication System Connections | 1 | item | 8250 | 8250 | PROV SUM
External Street Lighting Systems | 1 | item | 11500 | 11500 | PROV SUM
Builder's Work In Connection with External Services | 1 | item | 6000 | 6000 | PROV SUM
Total cost for External Works | [5 empty] | 802753.36
SUMMARY | [5 empty] | TOTAL COST
Preliminaries | [5 empty] | 625757.86
Substructure | [5 empty] | 314518.187
Superstructure | [5 empty] | 2147682.736
Part L Uplift | [5 empty] | 234195
External Works | [5 empty] | 802753.36
Post Contract Design Fees at say 3% | [5 empty] | 123747.2143
OHP | [5 empty] | 257043.5886
TOTAL GREENFIELD SITE COST FOR 27 AFFORDABLE RENT UNITS IN TIMBER FRAME CONSTRUCTION | [5 empty] | 4505697.9459
FINAL SUMMARY
TOTAL GREENFIELD SITE COST FOR 27 AFFORDABLE RENT UNITS IN TRADITIONAL CONSTRUCTION | [5 empty] | 4572526.8164
TOTAL GREENFIELD SITE COST FOR 27 AFFORDABLE RENT UNITS IN TIMBER FRAME CONSTRUCTION | [5 empty] | 4505697.9459
TOTAL COMBINED SITE COST FOR 27 AFFORDABLE RENT UNITS IN TIMBER FRAME CONSTRUCTION AND 27 UNITS IN TRADITIONAL CONSTRUCTION | [5 empty] | 9078224.7623

## Low val Lot 3
INNOVATION CHAIN NORTH
Framework of New build Construction Contractors 2024
PRICING SCHEDULE
TENDERER'S NAME | [insert]
LOW VALUE LOT L3
TRADITIONAL CONSTRUCTION
LOCATION | Northumberland, Tyne & Wear, Durham
Virtual Project Scenario
Nature of project | New Build Affordable Rent Units |  |  | 27 no
Size (m2) and Mix (no) of units | 71.6 | 2B3P House |  | 8 | 572.8 | NDSS
| 85.2 | 3B4P House |  | 10 | 852 | NDSS
| 86.1 | 3B4P House (side) |  | 3 | 258.3 | NDSS
| 94.2 | 3B5P House |  | 6 | 565.2 | NDSS
GIFA (m2) | 2248.3
Site Access | Good access direct from main adopted road network
Vandalism risk | High risk - CCTV required with security guard nights and weekends
Length of Contract | 68 | working weeks
Base Date / Commencement Date | 31st January 2024
Form of Contract | JCT Design and Build 2016 with ICN Amendments
Pricing schedule notes and guidance
1. All rates submitted should be as outlined in the RICS NRM2 Preliminaries (Main Contract)
2. Accommodation and welfare provisions shall be in strict accordance with the CDM Regulations 2015
3. All rates submitted will be applied and used as a basis for the future negotiation of Fixed Price Contracts for all projects within the aforementioned LOT for the full duration of the Framework Agreement. Annual inflationary increases will be applied from the commencement date of the framework and shall be in accordance with BCIS Tender Price Indices or as evidenced to the satisfaction of the instructing client.
4. All items listed below may not be specifically required on every individual project within this LOT. For the purposes of the evaluation each individual item shall be priced or, if included within another item, annotated accordingly identifying which item it is included within. ICN reserves the right to reject any priced schedules submitted with a tender which includes only summary costs or totals which are not fully completed.
5. Should the tenderer deem that a member of the Site Staff and Supervision team will not be required full time on projects within this LOT then the weekly rate shall be adjusted accordingly not the number of weeks. Consideration should be given that the rates inserted will be fixed for future AMP agreements (only subject to inflationary increases as noted above)
6. None of the measured quantities or descriptions are to be altered, all tendering bids are to be based upon a fixed price schedule for consistency.
7. Preliminaries are to be based on the contract period stated above based on traditional masonry construction. Each item is to be priced based on the relevant contract period. The period stated are for time on site and exclude lead in periods for discharge of pre-start planning conditions. Any other pre-start time costs should be included in the preliminaries. Any items not priced will be deemed not to be required on projects of a similar nature within the afoementioned LOT value range for the duration of the Framework Agreement.
8. Tenderers should allow the percentage for profit and corporate overhead [contractors margin] and these are to include: Contractors profit on net costs. Contracting companies corporate operating overheads on net costs which include cost of premises, employment of non site based staff [with the exception of visiting contract surveyors and construction manager] including estimators, customer care teams, business development managers, buyers, planners, resource, scheduling and programmers, directors and heads of departments, accounts, legal, financing, property costs, administration, IT, human resources, telecoms, transport and vehicles, corporate charges. All contractors contributions to Group overheads [where applicable]
9. The tenderer is to assume Fabric First construction to meet current Building Regulations but is to allow for all Part L uplifts which have been prevalent since June 2022 on a separate line as indicated
10. The tenderer should note that non completion of one schedule will not be a compliant tender - both timber frame and traditional need to be completed
11. The tenderer shall complete the pricing schedule based upon the Affordable Rent specification and Standard House Type layouts (as included within the tender documentation) excluding all abnormal costs.
Preliminaries | Quantity | Unit | Rate | Total | Notes
Project specific management and Staff
Project Manager | 68 | weeks |  | 0
Contracts Manager | 68 | weeks |  | 0
Site Engineer | 68 | weeks |  | 0
Site Manager | 68 | weeks |  | 0
Finishing Foreman / Assistant Site Manager | 68 | weeks |  | 0
Labourer (including at handover) | 68 | weeks |  | 0
Quantity Surveying / Commercial Management | 68 | weeks |  | 0
Planner | 68 | weeks |  | 0
Health & Safety Officer | 68 | weeks |  | 0
Site establishment
Delivery of temp accomodation to site and removal on completion | 1 | Item |  | 0
Site office (inc furniture) | 68 | weeks |  | 0
Meeting room (inc furniture) | 68 | weeks |  | 0
Canteens and Kitchens | 68 | weeks |  | 0
Drying room | 68 | weeks |  | 0
Toilets and washrooms | 68 | weeks |  | 0
Secure stores | 68 | weeks |  | 0
Telephones and Photocopiers (connection and charges) | 68 | weeks |  | 0
IT systems with email and internet capability | 68 | weeks |  | 0
Consumables and services associated with site accommodation | 68 | weeks |  | 0
Fire points and fire fighting equipment | 1 | Item |  | 0
Main Contractor's Signboard | 1 | Item |  | 0
Client/Homes England signboard; production, installation and removal (as ER's) | 1 | Item |  | 0
Cleaning
Site cleaning | 68 | weeks |  | 0
Site set up
Tarmac and hardcore compound area | 1 | item |  | 0
Temporary roads incl demarcation for safe pedestrian and vehicular routes | 1 | item |  | 0
Temproary fencing to compound area | 1 | item |  | 0
Temporary security fencing to site perimeter | 1 | item |  | 0
Removal of compound on completion; reinstatement | 1 | item |  | 0
Temp Services incl all connections, disconnections and usage
Water supply | 68 | weeks |  | 0
Gas Supply | 68 | weeks |  | 0
Electric supply, Lighting and power | 68 | weeks |  | 0
Drainage | 68 | weeks |  | 0
Security
Night watchman | 68 | weeks |  | 0
Pedestrian gates | 1 | item |  | 0
Vehicular gates | 1 | item |  | 0
CCTV cameras set up costs | 1 | item |  | 0
CCTV weekly charge | 68 | weeks |  | 0
Material distribution
Forklift and driver | 34 | weeks |  | 0
Site plant
Small Dumper | 34 | weeks |  | 0
Mixer | 34 | weeks |  | 0
Road Sweeper including driver and fuel | 34 | weeks |  | 0
Excavator / mini digger including driver and fuel | 34 | weeks |  | 0
Small tools and equiptment | 34 | weeks |  | 0
Health and Safety
1st aid kit | 1 | item |  | 0
Health and safety site visits | 1 | item |  | 0
Falling from heights | 1 | item |  | 0
Scaffolding
External scaffolding including mat | 1 | item |  | 0
Adaption of Scaffolding | 1 | item |  | 0
Internal Scaffolding | 1 | item |  | 0
Fees and charges
Specialist site survey and level survey | 1 | item |  | 0
As built drawings and manuals | 1 | item |  | 0
CDM regulations and health and safety plan | 1 | item |  | 0
Considerate constructors scheme | 1 | item |  | 0
SAP calculations and energy performance certificates | 1 | item |  | 0
Robust details | 1 | item |  | 0
Building Control Fees | 1 | item |  | 0
Planning Condition Discharge Fees | 15 | no |  | 0 | tenderer to assume there are 15 conditions requiring discharge
Adoption Agreements for Section 278, 104 and 38 Agreements | 1 | item |  | 0 | tenderer to assume road and sewers on virtual plan to be adopted
NHBC (or equivalent) 12 year structural warranty cover | 1 | item |  | 0 | tenderer not to include for insolvency cover
Testing and reports
Methane and radon testing and reports | 1 | item |  | 0
Concrete testing and reports | 1 | item |  | 0
Dilapidation Surveys | 1 | Item |  | 0
Sound testing | 1 | item |  | 0
Air pressure tests | 1 | item |  | 0
Handover costs
Snagging costs / inspections | 1 | item |  | 0
Contract cleaners | 1 | item |  | 0
Clean to external areas | 1 | item |  | 0
Skips | 8 | no |  | 0
Lorry and tipping charges | 1 | item |  | 0
Resident handover packs | 27 | no |  | 0
Insurances and Guarantees
Project specific Insurances | 1 | Item |  | 0
6.5.1 Insurance | 1 | Item |  | 0
Performance bond / parent company guarantee / insolvency cover |  |  |  | NIL | Contractor to indicate on Supplier Questionnaire
Maintenance period
Defects / Maintenance to dwellings | 27 | no |  | 0
External areas - paths, paving and adopted areas | 1 | item |  | 0
Landscaped areas | 1 | item |  | 0
Total of preliminaries |  |  |  | 0
Total of preliminaries expressed as a weekly cost |  |  |  | 0
Overheads and Profit
Corporate overheads (expressed as a %) |  |  |  | 0%
Profit (expressed as a %) |  |  |  | 0%
Overheads and Profit Total |  |  |  | 0%
Construction Costs
2 bed 3 person house (constructed as a mid mews) | Quantity | Unit | Rate | Total | No of units | Total
Substructures
Traditional strip foundation and lowest floor construction (expressed as GIFA) | 71.6 | m2 |  | 0 | 3 | 0
Superstructures
Superstructures | 71.6 | m2 |  | 0 | 3 | 0
Allowance for Part L June 22 uplift | 1 | item |  | 0 | 3 | 0
Total cost for 2B3P mid mews houses (NDSS) | [5 empty] | 0
2 bed 3 person house (constructed as a semi detached) | Quantity | Unit | Rate | Total | No of units | Total
Substructures
Traditional strip foundation and lowest floor construction (expressed as GIFA) | 71.6 | m2 |  | 0 | 5 | 0
Superstructures
Superstructures | 71.6 | m2 |  | 0 | 5 | 0
Allowance for Part L June 22 uplift | 1 | item |  | 0 | 5 | 0
Total cost for 2B3P semi detached houses (NDSS) | [5 empty] | 0
3 bed 4 person House (constructed as a semi detached) | Quantity | Unit | Rate | Total | No of units | Total
Substructures
Traditional strip foundation and lowest floor construction (expressed as GIFA) | 85.2 | m2 |  | 0 | 10 | 0
Superstructures
Superstructures | 85.2 | m2 |  | 0 | 10 | 0
Allowance for Part L June 22 uplift | 1 | item |  | 0 | 10 | 0
Total cost for 3B4P semi detached houses (NDSS) | [5 empty] | 0
3 bed 4 person House (constructed as a semi detached) (side entrance) | Quantity | Unit | Rate | Total | No of units | Total
Substructures
Traditional strip foundation and lowest floor construction (expressed as GIFA) | 86.1 | m2 |  | 0 | 3 | 0
Superstructures
Superstructures | 86.1 | m2 |  | 0 | 3 | 0
Allowance for Part L June 22 uplift | 1 | item |  | 0 | 3 | 0
Total cost for 3B4P semi detached houses (NDSS) | [5 empty] | 0
3 bed 5 person house (constructed as semi detached) | Quantity | Unit | Rate | Total | No of units | Total
Substructures
Traditional strip foundation and lowest floor construction (expressed as GIFA) | 94.2 | m2 |  | 0 | 6 | 0
Superstructures
Superstructures | 94.2 | m2 |  | 0 | 6 | 0
Allowance for Part L June 22 uplift | 1 | item |  | 0 | 6 | 0
Total cost for 3B5P houses (NDSS) | [5 empty] | 0
EXTERNAL WORKS | Quantity | Unit | Rate | Total
Site Preparation Works
Site Clearance (assume 300mm deep inert to landfil) | 7942 | m² |  | 0
Preparatory Groundworks | 7942 | m² |  | 0
Roads, Paths, Pavings and Surfacings
Adopted Road (tarmac) including all kerbs and dropped kerbs | 814 | m² |  | 0
Adopted footpath 2m wide (tarmac) including all edgings | 592 | m² |  | 0
Non Adopted footpath (tarmac) including all edgings | nil | m² |  | 0
Non Adopted Road and Parking Space (tarmac) including all edgings | 900 | m² |  | 0
PCC concrete paving 600x600mm (PC sum £40/m2 supply) incl edgings | 1225 | m² |  | 0
Soft Landscaping, Planting and Irrigation Systems
Turf and topsoil (300mm deep) | 2639 | m² |  | 0
External low level Planting including topsoil and mulch | 660 | m² | 40 | 26400 | PROV SUM
Tree species (PC sum £300) | 67 | no | 300 | 20100 | PROV SUM
Plot timber gates | 29 | no |  | 0
1800mm high close boarded timber fencing, concrete gravel boards and post | 507 | lm |  | 0
2100mm high close boarded timber fencing, concrete gravel boards and post | 401 | lm |  | 0
External Drainage
Site wide Surface Water and Foul Water Drainage | 1 | item | 81000 | 81000 | PROV SUM
Plot drainage | 27 | item |  | 0
Land Drainage | 1 | item | 6000 | 6000 | PROV SUM
External Services
Water Mains Supply | 1 | item | 23000 | 23000 | PROV SUM
Electricity Mains Supply | 1 | item | 17250 | 17250 | PROV SUM
Gas Mains Supply | 1 | item | 23000 | 23000 | PROV SUM
Telecommunications and other Communication System Connections | 1 | item | 8250 | 8250 | PROV SUM
External Street Lighting Systems | 1 | item | 11500 | 11500 | PROV SUM
Builder's Work In Connection with External Services | 1 | item | 6000 | 6000 | PROV SUM
Total cost for External Works | [5 empty] | 222500
SUMMARY | [5 empty] | TOTAL COST
Preliminaries | [5 empty] | 0
Substructure | [5 empty] | 0
Superstructure | [5 empty] | 0
Part L Uplift | [5 empty] | 0
External Works | [5 empty] | 222500
Post Contract Design Fees at say 3% | [5 empty] | 6675
OH&P | [5 empty] | 0
TOTAL GREENFIELD SITE COST FOR 27 AFFORDABLE RENT UNITS IN TRADITIONAL CONSTRUCTION | [5 empty] | 229175
INNOVATION CHAIN NORTH
Framework of New build Construction Contractors 2024
PRICING SCHEDULE
TENDERER'S NAME | [insert]
LOW VALUE LOT L3
TIMBER FRAME CONSTRUCTION
LOCATION | Northumberland, Tyne & Wear, Durham
Virtual Project Scenario
Nature of project | New Build Affordable Rent Units |  |  | 27 no
Size (m2) and Mix (no) of units | 71.6 | 2B3P House |  | 8 | 572.8 | NDSS
| 85.2 | 3B4P House |  | 10 | 852 | NDSS
| 86.1 | 3B4P House (side) |  | 3 | 258.3 | NDSS
| 94.2 | 3B5P House |  | 6 | 565.2 | NDSS
GIFA (m2) | 2248.3
Site Access | Good access direct from main road network
Vandalism risk | High risk - CCTV required with security guard nights and weekends
Length of Contract | 52 | working weeks
Base Date / Commencement Date | 31st January 2024
Form of Contract | JCT design and build 2016 with ICN Amendments
Pricing schedule notes and guidance
1. All rates submitted should be as outlined in the RICS NRM2 Preliminaries (Main Contract)
2. Accommodation and welfare provisions shall be in strict accordance with the CDM Regulations 2015
3. All rates submitted will be applied and used as a basis for the future negotiation of Fixed Price Contracts for all projects within the aforementioned LOT for the full duration of the Framework Agreement. Annual inflationary increases will be applied from the commencement date of the framework and shall be in accordance with BCIS Tender Price Indices or as evidenced to the satisfaction of the instructing client.
4. All items listed below may not be specifically required on every individual project within this LOT. For the purposes of the evaluation each individual item shall be priced or, if included within another item, annotated accordingly identifying which item it is included within. ICN reserves the right to reject any priced schedules submitted with a tender which includes only summary costs or totals which are not fully completed.
5. Should the tenderer deem that a member of the Site Staff and Supervision team will not be required full time on projects within this LOT then the weekly rate shall be adjusted accordingly not the number of weeks. Consideration should be given that the rates inserted will be fixed for future AMP agreements (only subject to inflationary increases as noted above)
6. None of the measured quantities or descriptions are to be altered, all tendering bids are to be based upon a fixed price schedule for consistency.
7. Preliminaries are to be based on the contract period stated above based on timber frame construction. Each item is to be priced based on the relevant contract period. The period stated are for time on site and exclude lead in periods for discharge of pre-start planning conditions. Any other pre-start time costs should be included in the preliminaries. Any items not priced will be deemed not to be required on projects of a similar nature within the afoementioned LOT value range for the duration of the Framework Agreement.
8. Tenderers should allow the percentage for profit and corporate overhead [contractors margin] and these are to include: Contractors profit on net costs. Contracting companies corporate operating overheads on net costs which include cost of premises, employment of non site based staff [with the exception of visiting contract surveyors and construction manager] including estimators, customer care teams, business development managers, buyers, planners, resource, scheduling and programmers, directors and heads of departments, accounts, legal, financing, property costs, administration, IT, human resources, telecoms, transport and vehicles, corporate charges. All contractors contributions to Group overheads [where applicable]
9. The tenderer is to assume Fabric First construction to meet current Building Regulations but is to allow for all Part L uplifts which have been prevalent since June 2022 on a separate line as indicated
10. The tenderer should note that non completion of one schedule will not be a compliant tender - both timber frame and traditional need to be completed
11. The tenderer shall complete the pricing schedule based upon the Affordable Rent specification and Standard House Type layouts (as included within the tender documentation) excluding all abnormal costs.
12. The tenderer shall allow for any cranage and associated works within the timber frame superstructures rate not the preliminaries schedule.
Preliminaries | Quantity | Unit | Rate | Total | Notes
Project specific management and Staff
Project Manager | 52 | weeks |  | 0
Contracts Manager | 52 | weeks |  | 0
Site Engineer | 52 | weeks |  | 0
Site Manager | 52 | weeks |  | 0
Finishing Foreman / Assistant Site Manager | 52 | weeks |  | 0
Labourer (including at handover) | 52 | weeks |  | 0
Quantity Surveying /Commercial Management | 52 | weeks |  | 0
Planner | 52 | weeks |  | 0
Health & Safety Officer | 52 | weeks |  | 0
Site establishment
Delivery of temp accomodation to site and removal on completion | 1 | Item |  | 0
Site office (inc furniture) | 52 | weeks |  | 0
Meeting room (inc furniture) | 52 | weeks |  | 0
Canteens and Kitchens | 52 | weeks |  | 0
Drying room | 52 | weeks |  | 0
Toilets and washrooms | 52 | weeks |  | 0
Secure stores | 52 | weeks |  | 0
Telephones and Photocopiers (connection and charges) | 52 | weeks |  | 0
IT systems with email and internet capability | 52 | weeks |  | 0
Consumables and services associated with site accommodation | 52 | weeks |  | 0
Fire points and fire fighting equipment | 1 | Item |  | 0
Main Contractor's Signboard | 1 | Item |  | 0
Client/Homes England signboard; production, installation and removal (as ER's) | 1 | Item |  | 0
Cleaning
Site cleaning | 52 | weeks |  | 0
Site set up
Tarmac and hardcored compound area | 1 | item |  | 0
Temporary roads including demarcation for safe pedestrian and vehicular routes | 1 | item |  | 0
Temproary fencing to compound area | 1 | item |  | 0
Temporary security fencing to site perimeter | 1 | item |  | 0
Removal of compound on completion; reinstatement | 1 | item |  | 0
Temp Services incl all connections, disconnections and usage
Water supply | 52 | weeks |  | 0
Gas Supply | 52 | weeks |  | 0
Electric supply, Lighting and power | 52 | weeks |  | 0
Drainage | 52 | weeks |  | 0
Security
Night watchman | 52 | weeks |  | 0
Pedestrian gates | 1 | item |  | 0
Vehicular gates | 1 | item |  | 0
CCTV cameras set up costs | 1 | item |  | 0
CCTV weekly charge | 52 | weeks |  | 0
Material distribution
Forklift and driver | 26 | weeks |  | 0
Site plant
Small Dumper | 26 | weeks |  | 0
Mixer | 26 | weeks |  | 0
Road Sweeper including driver and fuel | 26 | weeks |  | 0
Excavator / mini digger including driver and fuel | 26 | weeks |  | 0
Small tools and equiptment | 26 | weeks |  | 0
Health and Safety
1st aid kit | 1 | item |  | 0
Health and safety site visits | 1 | item |  | 0
Falling from heights | 1 | item |  | 0
Scaffolding
External scaffolding including mat | 1 | item |  | 0
Adaption of Scaffolding | 1 | item |  | 0
Internal Scaffolding | 1 | item |  | 0
Fees and charges
Specialist site survey and level survey | 1 | item |  | 0
As built drawings and manuals | 1 | item |  | 0
CDM regulations and health and safety plan | 1 | item |  | 0
Considerate constructors scheme | 1 | item |  | 0
SAP calculations and energy performance certificates | 1 | item |  | 0
Robust details | 1 | item |  | 0
Building Control Fees | 1 | item |  | 0
Planning Condition Discharge Fees | 15 | no |  | 0 | tenderer to assume there are 15 conditions requiring discharge
Adoption Agreements for Section 278, 104 and 38 Agreements | 1 | item |  | 0 | tenderer to assume road and sewers on virtual plan to be adopted
NHBC (or equivalent) 12 year structural warranty cover | 1 | item |  | 0 | tenderer not to include for insolvency cover
Testing and reports
Methane and radon testing and reports | 1 | item |  | 0
Concrete testing and reports | 1 | item |  | 0
Dilapidation Surveys | 1 | Item |  | 0
Sound testing | 1 | item |  | 0
Air pressure tests | 1 | item |  | 0
Handover costs
Snagging costs | 1 | item |  | 0
Contract cleaners | 1 | item |  | 0
Clean to external areas | 1 | item |  | 0
Skips | 8 | no |  | 0
Lorry and tipping charges | 1 | item |  | 0
Resident handover packs | 27 | no |  | 0
Insurances and Guarantees
Project specific Insurance | 1 | Item |  | 0
6.5.1 Insurance | 1 | Item |  | 0
Performance bond / parent company guarantee / insolvency cover |  |  |  | NIL | Contractor to indicate on Supplier Questionnaire
Maintenance period
Defects/Maintenance to dwelling | 27 | no |  | 0
External areas - paths, paving and adopted areas | 1 | item |  | 0
Landscaped areas | 1 | item |  | 0
Total of preliminaries |  |  |  | 0
Total of preliminaries expressed as a weekly cost |  |  |  | 0
Overheads and Profit
Corporate overheads (expressed as a %) |  |  |  | 0%
Profit (expressed as a %) |  |  |  | 0%
Overheads and Profit Total |  |  |  | 0%
Construction Costs
2 bed 3 person house (constructed as a mid mews) | Quantity | Unit | Rate | Total | No of units | Total
Substructures
Traditional strip foundation and lowest floor construction (expressed as GIFA) | 71.6 | m2 |  | 0 | 3 | 0
Superstructures
Superstructures | 71.6 | m2 |  | 0 | 3 | 0
Allowance for Part L June 22 uplift | 1 | item |  | 0 | 3 | 0
Total cost for 2B3P mid mews houses (NDSS) | [5 empty] | 0
2 bed 3 person house (constructed as a semi detached) | Quantity | Unit | Rate | Total | No of units | Total
Substructures
Traditional strip foundation and lowest floor construction (expressed as GIFA) | 71.6 | m2 |  | 0 | 5 | 0
Superstructures
Superstructures | 71.6 | m2 |  | 0 | 5 | 0
Allowance for Part L June 22 uplift | 1 | item |  | 0 | 5 | 0
Total cost for 2B3P semi detached houses (NDSS) | [5 empty] | 0
3 bed 4 person House (constructed as a semi detached) | Quantity | Unit | Rate | Total | No of units | Total
Substructures
Traditional strip foundation and lowest floor construction (expressed as GIFA) | 85.2 | m2 |  | 0 | 10 | 0
Superstructures
Superstructures | 85.2 | m2 |  | 0 | 10 | 0
Allowance for Part L June 22 uplift | 1 | item |  | 0 | 10 | 0
Total cost for 3B4P semi detached houses (NDSS) | [5 empty] | 0
3 bed 4 person House (constructed as a semi detached) (side entrance) | Quantity | Unit | Rate | Total | No of units | Total
Substructures
Traditional strip foundation and lowest floor construction (expressed as GIFA) | 86.1 | m2 |  | 0 | 3 | 0
Superstructures
Superstructures | 86.1 | m2 |  | 0 | 3 | 0
Allowance for Part L June 22 uplift | 1 | item |  | 0 | 3 | 0
Total cost for 3B4P semi detached houses (NDSS) | [5 empty] | 0
3 bed 5 person house (constructed as semi detached) | Quantity | Unit | Rate | Total | No of units | Total
Substructures
Traditional strip foundation and lowest floor construction (expressed as GIFA) | 94.2 | m2 |  | 0 | 6 | 0
Superstructures
Superstructures | 94.2 | m2 |  | 0 | 6 | 0
Allowance for Part L June 22 uplift | 1 | item |  | 0 | 6 | 0
Total cost for 3B5P houses (NDSS) | [5 empty] | 0
EXTERNAL WORKS | Quantity | Unit | Rate | Total
Site Preparation Works
Site Clearance (assume 300mm deep inert to landfil) | 7942 | m² |  | 0
Preparatory Groundworks | 7942 | m² |  | 0
Roads, Paths, Pavings and Surfacings
Adopted Road (tarmac) including all kerbs and dropped kerbs | 814 | m² |  | 0
Adopted footpath 2m wide (tarmac) including all edgings | 592 | m² |  | 0
Non Adopted footpath (tarmac) including all edgings | nil | m² |  | 0
Non Adopted Road and Parking Space (tarmac) including all edgings | 900 | m² |  | 0
PCC concrete paving 600x600mm (PC sum £40/m2 supply) incl edgings | 1225 | m² |  | 0
Soft Landscaping, Planting and Irrigation Systems
Turf and topsoil (300mm deep) | 2639 | m² |  | 0
External low level Planting including topsoil and mulch | 660 | m² | 40 | 26400 | PROV SUM
Tree species (PC sum £300) | 67 | no | 300 | 20100 | PROV SUM
Plot timber gates | 29 | no |  | 0
1800mm high close boarded timber fencing, concrete gravel boards and post | 507 | lm |  | 0
2100mm high close boarded timber fencing, concrete gravel boards and post | 401 | lm |  | 0
External Drainage
Site wide Surface Water and Foul Water Drainage | 1 | item | 81000 | 81000 | PROV SUM
Plot drainage | 27 | item |  | 0
Land Drainage | 1 | item | 6000 | 6000 | PROV SUM
External Services
Water Mains Supply | 1 | item | 23000 | 23000 | PROV SUM
Electricity Mains Supply | 1 | item | 17250 | 17250 | PROV SUM
Gas Mains Supply | 1 | item | 23000 | 23000 | PROV SUM
Telecommunications and other Communication System Connections | 1 | item | 8250 | 8250 | PROV SUM
External Street Lighting Systems | 1 | item | 11500 | 11500 | PROV SUM
Builder's Work In Connection with External Services | 1 | item | 6000 | 6000 | PROV SUM
Total cost for External Works | [5 empty] | 222500
SUMMARY | [5 empty] | TOTAL COST
Preliminaries | [5 empty] | 0
Substructure | [5 empty] | 0
Superstructure | [5 empty] | 0
Part L Uplift | [5 empty] | 0
External Works | [5 empty] | 222500
Post Contract Design Fees at say 3% | [5 empty] | 6675
OHP | [5 empty] | 0
TOTAL GREENFIELD SITE COST FOR 27 AFFORDABLE RENT UNITS IN TIMBER FRAME CONSTRUCTION | [5 empty] | 229175
FINAL SUMMARY
TOTAL GREENFIELD SITE COST FOR 27 AFFORDABLE RENT UNITS IN TRADITIONAL CONSTRUCTION | [5 empty] | 229175
TOTAL GREENFIELD SITE COST FOR 27 AFFORDABLE RENT UNITS IN TIMBER FRAME CONSTRUCTION | [5 empty] | 229175
TOTAL COMBINED SITE COST FOR 27 AFFORDABLE RENT UNITS IN TIMBER FRAME CONSTRUCTION AND 27 UNITS IN TRADITIONAL CONSTRUCTION | [5 empty] | 458350

## Low val Lot 4
INNOVATION CHAIN NORTH
Framework of New build Construction Contractors 2024
PRICING SCHEDULE
TENDERER'S NAME | [insert]
LOW VALUE LOT L4
TRADITIONAL CONSTRUCTION
LOCATION | North Yorkshire, West Yorkshire and East Yorkshire
Virtual Project Scenario
Nature of project | New Build Affordable Rent Units |  |  | 27 no
Size (m2) and Mix (no) of units | 71.6 | 2B3P House |  | 8 | 572.8 | NDSS
| 85.2 | 3B4P House |  | 10 | 852 | NDSS
| 86.1 | 3B4P House (side) |  | 3 | 258.3 | NDSS
| 94.2 | 3B5P House |  | 6 | 565.2 | NDSS
GIFA (m2) | 2248.3
Site Access | Good access direct from main adopted road network
Vandalism risk | High risk - CCTV required with security guard nights and weekends
Length of Contract | 68 | working weeks
Base Date / Commencement Date | 31st January 2024
Form of Contract | JCT Design and Build 2016 with ICN Amendments
Pricing schedule notes and guidance
1. All rates submitted should be as outlined in the RICS NRM2 Preliminaries (Main Contract)
2. Accommodation and welfare provisions shall be in strict accordance with the CDM Regulations 2015
3. All rates submitted will be applied and used as a basis for the future negotiation of Fixed Price Contracts for all projects within the aforementioned LOT for the full duration of the Framework Agreement. Annual inflationary increases will be applied from the commencement date of the framework and shall be in accordance with BCIS Tender Price Indices or as evidenced to the satisfaction of the instructing client.
4. All items listed below may not be specifically required on every individual project within this LOT. For the purposes of the evaluation each individual item shall be priced or, if included within another item, annotated accordingly identifying which item it is included within. ICN reserves the right to reject any priced schedules submitted with a tender which includes only summary costs or totals which are not fully completed.
5. Should the tenderer deem that a member of the Site Staff and Supervision team will not be required full time on projects within this LOT then the weekly rate shall be adjusted accordingly not the number of weeks. Consideration should be given that the rates inserted will be fixed for future AMP agreements (only subject to inflationary increases as noted above)
6. None of the measured quantities or descriptions are to be altered, all tendering bids are to be based upon a fixed price schedule for consistency.
7. Preliminaries are to be based on the contract period stated above based on traditional masonry construction. Each item is to be priced based on the relevant contract period. The period stated are for time on site and exclude lead in periods for discharge of pre-start planning conditions. Any other pre-start time costs should be included in the preliminaries. Any items not priced will be deemed not to be required on projects of a similar nature within the afoementioned LOT value range for the duration of the Framework Agreement.
8. Tenderers should allow the percentage for profit and corporate overhead [contractors margin] and these are to include: Contractors profit on net costs. Contracting companies corporate operating overheads on net costs which include cost of premises, employment of non site based staff [with the exception of visiting contract surveyors and construction manager] including estimators, customer care teams, business development managers, buyers, planners, resource, scheduling and programmers, directors and heads of departments, accounts, legal, financing, property costs, administration, IT, human resources, telecoms, transport and vehicles, corporate charges. All contractors contributions to Group overheads [where applicable]
9. The tenderer is to assume Fabric First construction to meet current Building Regulations but is to allow for all Part L uplifts which have been prevalent since June 2022 on a separate line as indicated
10. The tenderer should note that non completion of one schedule will not be a compliant tender - both timber frame and traditional need to be completed
11. The tenderer shall complete the pricing schedule based upon the Affordable Rent specification and Standard House Type layouts (as included within the tender documentation) excluding all abnormal costs.
Preliminaries | Quantity | Unit | Rate | Total | Notes
Project specific management and Staff
Project Manager | 68 | weeks |  | 0
Contracts Manager | 68 | weeks |  | 0
Site Engineer | 68 | weeks |  | 0
Site Manager | 68 | weeks |  | 0
Finishing Foreman / Assistant Site Manager | 68 | weeks |  | 0
Labourer (including at handover) | 68 | weeks |  | 0
Quantity Surveying / Commercial Management | 68 | weeks |  | 0
Planner | 68 | weeks |  | 0
Health & Safety Officer | 68 | weeks |  | 0
Site establishment
Delivery of temp accomodation to site and removal on completion | 1 | Item |  | 0
Site office (inc furniture) | 68 | weeks |  | 0
Meeting room (inc furniture) | 68 | weeks |  | 0
Canteens and Kitchens | 68 | weeks |  | 0
Drying room | 68 | weeks |  | 0
Toilets and washrooms | 68 | weeks |  | 0
Secure stores | 68 | weeks |  | 0
Telephones and Photocopiers (connection and charges) | 68 | weeks |  | 0
IT systems with email and internet capability | 68 | weeks |  | 0
Consumables and services associated with site accommodation | 68 | weeks |  | 0
Fire points and fire fighting equipment | 1 | Item |  | 0
Main Contractor's Signboard | 1 | Item |  | 0
Client/Homes England signboard; production, installation and removal (as ER's) | 1 | Item |  | 0
Cleaning
Site cleaning | 68 | weeks |  | 0
Site set up
Tarmac and hardcore compound area | 1 | item |  | 0
Temporary roads incl demarcation for safe pedestrian and vehicular routes | 1 | item |  | 0
Temproary fencing to compound area | 1 | item |  | 0
Temporary security fencing to site perimeter | 1 | item |  | 0
Removal of compound on completion; reinstatement | 1 | item |  | 0
Temp Services incl all connections, disconnections and usage
Water supply | 68 | weeks |  | 0
Gas Supply | 68 | weeks |  | 0
Electric supply, Lighting and power | 68 | weeks |  | 0
Drainage | 68 | weeks |  | 0
Security
Night watchman | 68 | weeks |  | 0
Pedestrian gates | 1 | item |  | 0
Vehicular gates | 1 | item |  | 0
CCTV cameras set up costs | 1 | item |  | 0
CCTV weekly charge | 68 | weeks |  | 0
Material distribution
Forklift and driver | 34 | weeks |  | 0
Site plant
Small Dumper | 34 | weeks |  | 0
Mixer | 34 | weeks |  | 0
Road Sweeper including driver and fuel | 34 | weeks |  | 0
Excavator / mini digger including driver and fuel | 34 | weeks |  | 0
Small tools and equiptment | 34 | weeks |  | 0
Health and Safety
1st aid kit | 1 | item |  | 0
Health and safety site visits | 1 | item |  | 0
Falling from heights | 1 | item |  | 0
Scaffolding
External scaffolding including mat | 1 | item |  | 0
Adaption of Scaffolding | 1 | item |  | 0
Internal Scaffolding | 1 | item |  | 0
Fees and charges
Specialist site survey and level survey | 1 | item |  | 0
As built drawings and manuals | 1 | item |  | 0
CDM regulations and health and safety plan | 1 | item |  | 0
Considerate constructors scheme | 1 | item |  | 0
SAP calculations and energy performance certificates | 1 | item |  | 0
Robust details | 1 | item |  | 0
Building Control Fees | 1 | item |  | 0
Planning Condition Discharge Fees | 15 | no |  | 0 | tenderer to assume there are 15 conditions requiring discharge
Adoption Agreements for Section 278, 104 and 38 Agreements | 1 | item |  | 0 | tenderer to assume road and sewers on virtual plan to be adopted
NHBC (or equivalent) 12 year structural warranty cover | 1 | item |  | 0 | tenderer not to include for insolvency cover
Testing and reports
Methane and radon testing and reports | 1 | item |  | 0
Concrete testing and reports | 1 | item |  | 0
Dilapidation Surveys | 1 | Item |  | 0
Sound testing | 1 | item |  | 0
Air pressure tests | 1 | item |  | 0
Handover costs
Snagging costs / inspections | 1 | item |  | 0
Contract cleaners | 1 | item |  | 0
Clean to external areas | 1 | item |  | 0
Skips | 8 | no |  | 0
Lorry and tipping charges | 1 | item |  | 0
Resident handover packs | 27 | no |  | 0
Insurances and Guarantees
Project specific Insurances | 1 | Item |  | 0
6.5.1 Insurance | 1 | Item |  | 0
Performance bond / parent company guarantee / insolvency cover |  |  |  | NIL | Contractor to indicate on Supplier Questionnaire
Maintenance period
Defects / Maintenance to dwellings | 27 | no |  | 0
External areas - paths, paving and adopted areas | 1 | item |  | 0
Landscaped areas | 1 | item |  | 0
Total of preliminaries |  |  |  | 0
Total of preliminaries expressed as a weekly cost |  |  |  | 0
Overheads and Profit
Corporate overheads (expressed as a %) |  |  |  | 0%
Profit (expressed as a %) |  |  |  | 0%
Overheads and Profit Total |  |  |  | 0%
Construction Costs
2 bed 3 person house (constructed as a mid mews) | Quantity | Unit | Rate | Total | No of units | Total
Substructures
Traditional strip foundation and lowest floor construction (expressed as GIFA) | 71.6 | m2 |  | 0 | 3 | 0
Superstructures
Superstructures | 71.6 | m2 |  | 0 | 3 | 0
Allowance for Part L June 22 uplift | 1 | item |  | 0 | 3 | 0
Total cost for 2B3P mid mews houses (NDSS) | [5 empty] | 0
2 bed 3 person house (constructed as a semi detached) | Quantity | Unit | Rate | Total | No of units | Total
Substructures
Traditional strip foundation and lowest floor construction (expressed as GIFA) | 71.6 | m2 |  | 0 | 5 | 0
Superstructures
Superstructures | 71.6 | m2 |  | 0 | 5 | 0
Allowance for Part L June 22 uplift | 1 | item |  | 0 | 5 | 0
Total cost for 2B3P semi detached houses (NDSS) | [5 empty] | 0
3 bed 4 person House (constructed as a semi detached) | Quantity | Unit | Rate | Total | No of units | Total
Substructures
Traditional strip foundation and lowest floor construction (expressed as GIFA) | 85.2 | m2 |  | 0 | 10 | 0
Superstructures
Superstructures | 85.2 | m2 |  | 0 | 10 | 0
Allowance for Part L June 22 uplift | 1 | item |  | 0 | 10 | 0
Total cost for 3B4P semi detached houses (NDSS) | [5 empty] | 0
3 bed 4 person House (constructed as a semi detached) (side entrance) | Quantity | Unit | Rate | Total | No of units | Total
Substructures
Traditional strip foundation and lowest floor construction (expressed as GIFA) | 86.1 | m2 |  | 0 | 3 | 0
Superstructures
Superstructures | 86.1 | m2 |  | 0 | 3 | 0
Allowance for Part L June 22 uplift | 1 | item |  | 0 | 3 | 0
Total cost for 3B4P semi detached houses (NDSS) | [5 empty] | 0
3 bed 5 person house (constructed as semi detached) | Quantity | Unit | Rate | Total | No of units | Total
Substructures
Traditional strip foundation and lowest floor construction (expressed as GIFA) | 94.2 | m2 |  | 0 | 6 | 0
Superstructures
Superstructures | 94.2 | m2 |  | 0 | 6 | 0
Allowance for Part L June 22 uplift | 1 | item |  | 0 | 6 | 0
Total cost for 3B5P houses (NDSS) | [5 empty] | 0
EXTERNAL WORKS | Quantity | Unit | Rate | Total
Site Preparation Works
Site Clearance (assume 300mm deep inert to landfil) | 7942 | m² |  | 0
Preparatory Groundworks | 7942 | m² |  | 0
Roads, Paths, Pavings and Surfacings
Adopted Road (tarmac) including all kerbs and dropped kerbs | 814 | m² |  | 0
Adopted footpath 2m wide (tarmac) including all edgings | 592 | m² |  | 0
Non Adopted footpath (tarmac) including all edgings | nil | m² |  | 0
Non Adopted Road and Parking Space (tarmac) including all edgings | 900 | m² |  | 0
PCC concrete paving 600x600mm (PC sum £40/m2 supply) incl edgings | 1225 | m² |  | 0
Soft Landscaping, Planting and Irrigation Systems
Turf and topsoil (300mm deep) | 2639 | m² |  | 0
External low level Planting including topsoil and mulch | 660 | m² | 40 | 26400 | PROV SUM
Tree species (PC sum £300) | 67 | no | 300 | 20100 | PROV SUM
Plot timber gates | 29 | no |  | 0
1800mm high close boarded timber fencing, concrete gravel boards and post | 507 | lm |  | 0
2100mm high close boarded timber fencing, concrete gravel boards and post | 401 | lm |  | 0
External Drainage
Site wide Surface Water and Foul Water Drainage | 1 | item | 81000 | 81000 | PROV SUM
Plot drainage | 27 | item |  | 0
Land Drainage | 1 | item | 6000 | 6000 | PROV SUM
External Services
Water Mains Supply | 1 | item | 23000 | 23000 | PROV SUM
Electricity Mains Supply | 1 | item | 17250 | 17250 | PROV SUM
Gas Mains Supply | 1 | item | 23000 | 23000 | PROV SUM
Telecommunications and other Communication System Connections | 1 | item | 8250 | 8250 | PROV SUM
External Street Lighting Systems | 1 | item | 11500 | 11500 | PROV SUM
Builder's Work In Connection with External Services | 1 | item | 6000 | 6000 | PROV SUM
Total cost for External Works | [5 empty] | 222500
SUMMARY | [5 empty] | TOTAL COST
Preliminaries | [5 empty] | 0
Substructure | [5 empty] | 0
Superstructure | [5 empty] | 0
Part L Uplift | [5 empty] | 0
External Works | [5 empty] | 222500
Post Contract Design Fees at say 3% | [5 empty] | 6675
OH&P | [5 empty] | 0
TOTAL GREENFIELD SITE COST FOR 27 AFFORDABLE RENT UNITS IN TRADITIONAL CONSTRUCTION | [5 empty] | 229175
INNOVATION CHAIN NORTH
Framework of New build Construction Contractors 2024
PRICING SCHEDULE
TENDERER'S NAME | [insert]
LOW VALUE LOT L4
TIMBER FRAME CONSTRUCTION
LOCATION | North Yorkshire, West Yorkshire and East Yorkshire
Virtual Project Scenario
Nature of project | New Build Affordable Rent Units |  |  | 27 no
Size (m2) and Mix (no) of units | 71.6 | 2B3P House |  | 8 | 572.8 | NDSS
| 85.2 | 3B4P House |  | 10 | 852 | NDSS
| 86.1 | 3B4P House (side) |  | 3 | 258.3 | NDSS
| 94.2 | 3B5P House |  | 6 | 565.2 | NDSS
GIFA (m2) | 2248.3
Site Access | Good access direct from main road network
Vandalism risk | High risk - CCTV required with security guard nights and weekends
Length of Contract | 52 | working weeks
Base Date / Commencement Date | 31st January 2024
Form of Contract | JCT design and build 2016 with ICN Amendments
Pricing schedule notes and guidance
1. All rates submitted should be as outlined in the RICS NRM2 Preliminaries (Main Contract)
2. Accommodation and welfare provisions shall be in strict accordance with the CDM Regulations 2015
3. All rates submitted will be applied and used as a basis for the future negotiation of Fixed Price Contracts for all projects within the aforementioned LOT for the full duration of the Framework Agreement. Annual inflationary increases will be applied from the commencement date of the framework and shall be in accordance with BCIS Tender Price Indices or as evidenced to the satisfaction of the instructing client.
4. All items listed below may not be specifically required on every individual project within this LOT. For the purposes of the evaluation each individual item shall be priced or, if included within another item, annotated accordingly identifying which item it is included within. ICN reserves the right to reject any priced schedules submitted with a tender which includes only summary costs or totals which are not fully completed.
5. Should the tenderer deem that a member of the Site Staff and Supervision team will not be required full time on projects within this LOT then the weekly rate shall be adjusted accordingly not the number of weeks. Consideration should be given that the rates inserted will be fixed for future AMP agreements (only subject to inflationary increases as noted above)
6. None of the measured quantities or descriptions are to be altered, all tendering bids are to be based upon a fixed price schedule for consistency.
7. Preliminaries are to be based on the contract period stated above based on timber frame construction. Each item is to be priced based on the relevant contract period. The period stated are for time on site and exclude lead in periods for discharge of pre-start planning conditions. Any other pre-start time costs should be included in the preliminaries. Any items not priced will be deemed not to be required on projects of a similar nature within the afoementioned LOT value range for the duration of the Framework Agreement.
8. Tenderers should allow the percentage for profit and corporate overhead [contractors margin] and these are to include: Contractors profit on net costs. Contracting companies corporate operating overheads on net costs which include cost of premises, employment of non site based staff [with the exception of visiting contract surveyors and construction manager] including estimators, customer care teams, business development managers, buyers, planners, resource, scheduling and programmers, directors and heads of departments, accounts, legal, financing, property costs, administration, IT, human resources, telecoms, transport and vehicles, corporate charges. All contractors contributions to Group overheads [where applicable]
9. The tenderer is to assume Fabric First construction to meet current Building Regulations but is to allow for all Part L uplifts which have been prevalent since June 2022 on a separate line as indicated
10. The tenderer should note that non completion of one schedule will not be a compliant tender - both timber frame and traditional need to be completed
11. The tenderer shall complete the pricing schedule based upon the Affordable Rent specification and Standard House Type layouts (as included within the tender documentation) excluding all abnormal costs.
12. The tenderer shall allow for any cranage and associated works within the timber frame superstructures rate not the preliminaries schedule.
Preliminaries | Quantity | Unit | Rate | Total | Notes
Project specific management and Staff
Project Manager | 52 | weeks |  | 0
Contracts Manager | 52 | weeks |  | 0
Site Engineer | 52 | weeks |  | 0
Site Manager | 52 | weeks |  | 0
Finishing Foreman / Assistant Site Manager | 52 | weeks |  | 0
Labourer (including at handover) | 52 | weeks |  | 0
Quantity Surveying /Commercial Management | 52 | weeks |  | 0
Planner | 52 | weeks |  | 0
Health & Safety Officer | 52 | weeks |  | 0
Site establishment
Delivery of temp accomodation to site and removal on completion | 1 | Item |  | 0
Site office (inc furniture) | 52 | weeks |  | 0
Meeting room (inc furniture) | 52 | weeks |  | 0
Canteens and Kitchens | 52 | weeks |  | 0
Drying room | 52 | weeks |  | 0
Toilets and washrooms | 52 | weeks |  | 0
Secure stores | 52 | weeks |  | 0
Telephones and Photocopiers (connection and charges) | 52 | weeks |  | 0
IT systems with email and internet capability | 52 | weeks |  | 0
Consumables and services associated with site accommodation | 52 | weeks |  | 0
Fire points and fire fighting equipment | 1 | Item |  | 0
Main Contractor's Signboard | 1 | Item |  | 0
Client/Homes England signboard; production, installation and removal (as ER's) | 1 | Item |  | 0
Cleaning
Site cleaning | 52 | weeks |  | 0
Site set up
Tarmac and hardcored compound area | 1 | item |  | 0
Temporary roads including demarcation for safe pedestrian and vehicular routes | 1 | item |  | 0
Temproary fencing to compound area | 1 | item |  | 0
Temporary security fencing to site perimeter | 1 | item |  | 0
Removal of compound on completion; reinstatement | 1 | item |  | 0
Temp Services incl all connections, disconnections and usage
Water supply | 52 | weeks |  | 0
Gas Supply | 52 | weeks |  | 0
Electric supply, Lighting and power | 52 | weeks |  | 0
Drainage | 52 | weeks |  | 0
Security
Night watchman | 52 | weeks |  | 0
Pedestrian gates | 1 | item |  | 0
Vehicular gates | 1 | item |  | 0
CCTV cameras set up costs | 1 | item |  | 0
CCTV weekly charge | 52 | weeks |  | 0
Material distribution
Forklift and driver | 26 | weeks |  | 0
Site plant
Small Dumper | 26 | weeks |  | 0
Mixer | 26 | weeks |  | 0
Road Sweeper including driver and fuel | 26 | weeks |  | 0
Excavator / mini digger including driver and fuel | 26 | weeks |  | 0
Small tools and equiptment | 26 | weeks |  | 0
Health and Safety
1st aid kit | 1 | item |  | 0
Health and safety site visits | 1 | item |  | 0
Falling from heights | 1 | item |  | 0
Scaffolding
External scaffolding including mat | 1 | item |  | 0
Adaption of Scaffolding | 1 | item |  | 0
Internal Scaffolding | 1 | item |  | 0
Fees and charges
Specialist site survey and level survey | 1 | item |  | 0
As built drawings and manuals | 1 | item |  | 0
CDM regulations and health and safety plan | 1 | item |  | 0
Considerate constructors scheme | 1 | item |  | 0
SAP calculations and energy performance certificates | 1 | item |  | 0
Robust details | 1 | item |  | 0
Building Control Fees | 1 | item |  | 0
Planning Condition Discharge Fees | 15 | no |  | 0 | tenderer to assume there are 15 conditions requiring discharge
Adoption Agreements for Section 278, 104 and 38 Agreements | 1 | item |  | 0 | tenderer to assume road and sewers on virtual plan to be adopted
NHBC (or equivalent) 12 year structural warranty cover | 1 | item |  | 0 | tenderer not to include for insolvency cover
Testing and reports
Methane and radon testing and reports | 1 | item |  | 0
Concrete testing and reports | 1 | item |  | 0
Dilapidation Surveys | 1 | Item |  | 0
Sound testing | 1 | item |  | 0
Air pressure tests | 1 | item |  | 0
Handover costs
Snagging costs | 1 | item |  | 0
Contract cleaners | 1 | item |  | 0
Clean to external areas | 1 | item |  | 0
Skips | 8 | no |  | 0
Lorry and tipping charges | 1 | item |  | 0
Resident handover packs | 27 | no |  | 0
Insurances and Guarantees
Project specific Insurance | 1 | Item |  | 0
6.5.1 Insurance | 1 | Item |  | 0
Performance bond / parent company guarantee / insolvency cover |  |  |  | NIL | Contractor to indicate on Supplier Questionnaire
Maintenance period
Defects/Maintenance to dwelling | 27 | no |  | 0
External areas - paths, paving and adopted areas | 1 | item |  | 0
Landscaped areas | 1 | item |  | 0
Total of preliminaries |  |  |  | 0
Total of preliminaries expressed as a weekly cost |  |  |  | 0
Overheads and Profit
Corporate overheads (expressed as a %) |  |  |  | 0%
Profit (expressed as a %) |  |  |  | 0%
Overheads and Profit Total |  |  |  | 0%
Construction Costs
2 bed 3 person house (constructed as a mid mews) | Quantity | Unit | Rate | Total | No of units | Total
Substructures
Traditional strip foundation and lowest floor construction (expressed as GIFA) | 71.6 | m2 |  | 0 | 3 | 0
Superstructures
Superstructures | 71.6 | m2 |  | 0 | 3 | 0
Allowance for Part L June 22 uplift | 1 | item |  | 0 | 3 | 0
Total cost for 2B3P mid mews houses (NDSS) | [5 empty] | 0
2 bed 3 person house (constructed as a semi detached) | Quantity | Unit | Rate | Total | No of units | Total
Substructures
Traditional strip foundation and lowest floor construction (expressed as GIFA) | 71.6 | m2 |  | 0 | 5 | 0
Superstructures
Superstructures | 71.6 | m2 |  | 0 | 5 | 0
Allowance for Part L June 22 uplift | 1 | item |  | 0 | 5 | 0
Total cost for 2B3P semi detached houses (NDSS) | [5 empty] | 0
3 bed 4 person House (constructed as a semi detached) | Quantity | Unit | Rate | Total | No of units | Total
Substructures
Traditional strip foundation and lowest floor construction (expressed as GIFA) | 85.2 | m2 |  | 0 | 10 | 0
Superstructures
Superstructures | 85.2 | m2 |  | 0 | 10 | 0
Allowance for Part L June 22 uplift | 1 | item |  | 0 | 10 | 0
Total cost for 3B4P semi detached houses (NDSS) | [5 empty] | 0
3 bed 4 person House (constructed as a semi detached) (side entrance) | Quantity | Unit | Rate | Total | No of units | Total
Substructures
Traditional strip foundation and lowest floor construction (expressed as GIFA) | 86.1 | m2 |  | 0 | 3 | 0
Superstructures
Superstructures | 86.1 | m2 |  | 0 | 3 | 0
Allowance for Part L June 22 uplift | 1 | item |  | 0 | 3 | 0
Total cost for 3B4P semi detached houses (NDSS) | [5 empty] | 0
3 bed 5 person house (constructed as semi detached) | Quantity | Unit | Rate | Total | No of units | Total
Substructures
Traditional strip foundation and lowest floor construction (expressed as GIFA) | 94.2 | m2 |  | 0 | 6 | 0
Superstructures
Superstructures | 94.2 | m2 |  | 0 | 6 | 0
Allowance for Part L June 22 uplift | 1 | item |  | 0 | 6 | 0
Total cost for 3B5P houses (NDSS) | [5 empty] | 0
EXTERNAL WORKS | Quantity | Unit | Rate | Total
Site Preparation Works
Site Clearance (assume 300mm deep inert to landfil) | 7942 | m² |  | 0
Preparatory Groundworks | 7942 | m² |  | 0
Roads, Paths, Pavings and Surfacings
Adopted Road (tarmac) including all kerbs and dropped kerbs | 814 | m² |  | 0
Adopted footpath 2m wide (tarmac) including all edgings | 592 | m² |  | 0
Non Adopted footpath (tarmac) including all edgings | nil | m² |  | 0
Non Adopted Road and Parking Space (tarmac) including all edgings | 900 | m² |  | 0
PCC concrete paving 600x600mm (PC sum £40/m2 supply) incl edgings | 1225 | m² |  | 0
Soft Landscaping, Planting and Irrigation Systems
Turf and topsoil (300mm deep) | 2639 | m² |  | 0
External low level Planting including topsoil and mulch | 660 | m² | 40 | 26400 | PROV SUM
Tree species (PC sum £300) | 67 | no | 300 | 20100 | PROV SUM
Plot timber gates | 29 | no |  | 0
1800mm high close boarded timber fencing, concrete gravel boards and post | 507 | lm |  | 0
2100mm high close boarded timber fencing, concrete gravel boards and post | 401 | lm |  | 0
External Drainage
Site wide Surface Water and Foul Water Drainage | 1 | item | 81000 | 81000 | PROV SUM
Plot drainage | 27 | item |  | 0
Land Drainage | 1 | item | 6000 | 6000 | PROV SUM
External Services
Water Mains Supply | 1 | item | 23000 | 23000 | PROV SUM
Electricity Mains Supply | 1 | item | 17250 | 17250 | PROV SUM
Gas Mains Supply | 1 | item | 23000 | 23000 | PROV SUM
Telecommunications and other Communication System Connections | 1 | item | 8250 | 8250 | PROV SUM
External Street Lighting Systems | 1 | item | 11500 | 11500 | PROV SUM
Builder's Work In Connection with External Services | 1 | item | 6000 | 6000 | PROV SUM
Total cost for External Works | [5 empty] | 222500
SUMMARY | [5 empty] | TOTAL COST
Preliminaries | [5 empty] | 0
Substructure | [5 empty] | 0
Superstructure | [5 empty] | 0
Part L Uplift | [5 empty] | 0
External Works | [5 empty] | 222500
Post Contract Design Fees at say 3% | [5 empty] | 6675
OHP | [5 empty] | 0
TOTAL GREENFIELD SITE COST FOR 27 AFFORDABLE RENT UNITS IN TIMBER FRAME CONSTRUCTION | [5 empty] | 229175
FINAL SUMMARY
TOTAL GREENFIELD SITE COST FOR 27 AFFORDABLE RENT UNITS IN TRADITIONAL CONSTRUCTION | [5 empty] | 229175
TOTAL GREENFIELD SITE COST FOR 27 AFFORDABLE RENT UNITS IN TIMBER FRAME CONSTRUCTION | [5 empty] | 229175
TOTAL COMBINED SITE COST FOR 27 AFFORDABLE RENT UNITS IN TIMBER FRAME CONSTRUCTION AND 27 UNITS IN TRADITIONAL CONSTRUCTION | [5 empty] | 458350

## Low val Lot 5
INNOVATION CHAIN NORTH
Framework of New build Construction Contractors 2024
PRICING SCHEDULE
TENDERER'S NAME | [insert]
LOW VALUE LOT L5
TRADITIONAL CONSTRUCTION
LOCATION | South Yorkshire, North Nottinghamshire, Lincolnshire, Derbyshire East
Virtual Project Scenario
Nature of project | New Build Affordable Rent Units |  |  | 27 no
Size (m2) and Mix (no) of units | 71.6 | 2B3P House |  | 8 | 572.8 | NDSS
| 85.2 | 3B4P House |  | 10 | 852 | NDSS
| 86.1 | 3B4P House (side) |  | 3 | 258.3 | NDSS
| 94.2 | 3B5P House |  | 6 | 565.2 | NDSS
GIFA (m2) | 2248.3
Site Access | Good access direct from main adopted road network
Vandalism risk | High risk - CCTV required with security guard nights and weekends
Length of Contract | 68 | working weeks
Base Date / Commencement Date | 31st January 2024
Form of Contract | JCT Design and Build 2016 with ICN Amendments
Pricing schedule notes and guidance
1. All rates submitted should be as outlined in the RICS NRM2 Preliminaries (Main Contract)
2. Accommodation and welfare provisions shall be in strict accordance with the CDM Regulations 2015
3. All rates submitted will be applied and used as a basis for the future negotiation of Fixed Price Contracts for all projects within the aforementioned LOT for the full duration of the Framework Agreement. Annual inflationary increases will be applied from the commencement date of the framework and shall be in accordance with BCIS Tender Price Indices or as evidenced to the satisfaction of the instructing client.
4. All items listed below may not be specifically required on every individual project within this LOT. For the purposes of the evaluation each individual item shall be priced or, if included within another item, annotated accordingly identifying which item it is included within. ICN reserves the right to reject any priced schedules submitted with a tender which includes only summary costs or totals which are not fully completed.
5. Should the tenderer deem that a member of the Site Staff and Supervision team will not be required full time on projects within this LOT then the weekly rate shall be adjusted accordingly not the number of weeks. Consideration should be given that the rates inserted will be fixed for future AMP agreements (only subject to inflationary increases as noted above)
6. None of the measured quantities or descriptions are to be altered, all tendering bids are to be based upon a fixed price schedule for consistency.
7. Preliminaries are to be based on the contract period stated above based on traditional masonry construction. Each item is to be priced based on the relevant contract period. The period stated are for time on site and exclude lead in periods for discharge of pre-start planning conditions. Any other pre-start time costs should be included in the preliminaries. Any items not priced will be deemed not to be required on projects of a similar nature within the afoementioned LOT value range for the duration of the Framework Agreement.
8. Tenderers should allow the percentage for profit and corporate overhead [contractors margin] and these are to include: Contractors profit on net costs. Contracting companies corporate operating overheads on net costs which include cost of premises, employment of non site based staff [with the exception of visiting contract surveyors and construction manager] including estimators, customer care teams, business development managers, buyers, planners, resource, scheduling and programmers, directors and heads of departments, accounts, legal, financing, property costs, administration, IT, human resources, telecoms, transport and vehicles, corporate charges. All contractors contributions to Group overheads [where applicable]
9. The tenderer is to assume Fabric First construction to meet current Building Regulations but is to allow for all Part L uplifts which have been prevalent since June 2022 on a separate line as indicated
10. The tenderer should note that non completion of one schedule will not be a compliant tender - both timber frame and traditional need to be completed
11. The tenderer shall complete the pricing schedule based upon the Affordable Rent specification and Standard House Type layouts (as included within the tender documentation) excluding all abnormal costs.
Preliminaries | Quantity | Unit | Rate | Total | Notes
Project specific management and Staff
Project Manager | 68 | weeks |  | 0
Contracts Manager | 68 | weeks |  | 0
Site Engineer | 68 | weeks |  | 0
Site Manager | 68 | weeks |  | 0
Finishing Foreman / Assistant Site Manager | 68 | weeks |  | 0
Labourer (including at handover) | 68 | weeks |  | 0
Quantity Surveying / Commercial Management | 68 | weeks |  | 0
Planner | 68 | weeks |  | 0
Health & Safety Officer | 68 | weeks |  | 0
Site establishment
Delivery of temp accomodation to site and removal on completion | 1 | Item |  | 0
Site office (inc furniture) | 68 | weeks |  | 0
Meeting room (inc furniture) | 68 | weeks |  | 0
Canteens and Kitchens | 68 | weeks |  | 0
Drying room | 68 | weeks |  | 0
Toilets and washrooms | 68 | weeks |  | 0
Secure stores | 68 | weeks |  | 0
Telephones and Photocopiers (connection and charges) | 68 | weeks |  | 0
IT systems with email and internet capability | 68 | weeks |  | 0
Consumables and services associated with site accommodation | 68 | weeks |  | 0
Fire points and fire fighting equipment | 1 | Item |  | 0
Main Contractor's Signboard | 1 | Item |  | 0
Client/Homes England signboard; production, installation and removal (as ER's) | 1 | Item |  | 0
Cleaning
Site cleaning | 68 | weeks |  | 0
Site set up
Tarmac and hardcore compound area | 1 | item |  | 0
Temporary roads incl demarcation for safe pedestrian and vehicular routes | 1 | item |  | 0
Temproary fencing to compound area | 1 | item |  | 0
Temporary security fencing to site perimeter | 1 | item |  | 0
Removal of compound on completion; reinstatement | 1 | item |  | 0
Temp Services incl all connections, disconnections and usage
Water supply | 68 | weeks |  | 0
Gas Supply | 68 | weeks |  | 0
Electric supply, Lighting and power | 68 | weeks |  | 0
Drainage | 68 | weeks |  | 0
Security
Night watchman | 68 | weeks |  | 0
Pedestrian gates | 1 | item |  | 0
Vehicular gates | 1 | item |  | 0
CCTV cameras set up costs | 1 | item |  | 0
CCTV weekly charge | 68 | weeks |  | 0
Material distribution
Forklift and driver | 34 | weeks |  | 0
Site plant
Small Dumper | 34 | weeks |  | 0
Mixer | 34 | weeks |  | 0
Road Sweeper including driver and fuel | 34 | weeks |  | 0
Excavator / mini digger including driver and fuel | 34 | weeks |  | 0
Small tools and equiptment | 34 | weeks |  | 0
Health and Safety
1st aid kit | 1 | item |  | 0
Health and safety site visits | 1 | item |  | 0
Falling from heights | 1 | item |  | 0
Scaffolding
External scaffolding including mat | 1 | item |  | 0
Adaption of Scaffolding | 1 | item |  | 0
Internal Scaffolding | 1 | item |  | 0
Fees and charges
Specialist site survey and level survey | 1 | item |  | 0
As built drawings and manuals | 1 | item |  | 0
CDM regulations and health and safety plan | 1 | item |  | 0
Considerate constructors scheme | 1 | item |  | 0
SAP calculations and energy performance certificates | 1 | item |  | 0
Robust details | 1 | item |  | 0
Building Control Fees | 1 | item |  | 0
Planning Condition Discharge Fees | 15 | no |  | 0 | tenderer to assume there are 15 conditions requiring discharge
Adoption Agreements for Section 278, 104 and 38 Agreements | 1 | item |  | 0 | tenderer to assume road and sewers on virtual plan to be adopted
NHBC (or equivalent) 12 year structural warranty cover | 1 | item |  | 0 | tenderer not to include for insolvency cover
Testing and reports
Methane and radon testing and reports | 1 | item |  | 0
Concrete testing and reports | 1 | item |  | 0
Dilapidation Surveys | 1 | Item |  | 0
Sound testing | 1 | item |  | 0
Air pressure tests | 1 | item |  | 0
Handover costs
Snagging costs / inspections | 1 | item |  | 0
Contract cleaners | 1 | item |  | 0
Clean to external areas | 1 | item |  | 0
Skips | 8 | no |  | 0
Lorry and tipping charges | 1 | item |  | 0
Resident handover packs | 27 | no |  | 0
Insurances and Guarantees
Project specific Insurances | 1 | Item |  | 0
6.5.1 Insurance | 1 | Item |  | 0
Performance bond / parent company guarantee / insolvency cover |  |  |  | NIL | Contractor to indicate on Supplier Questionnaire
Maintenance period
Defects / Maintenance to dwellings | 27 | no |  | 0
External areas - paths, paving and adopted areas | 1 | item |  | 0
Landscaped areas | 1 | item |  | 0
Total of preliminaries |  |  |  | 0
Total of preliminaries expressed as a weekly cost |  |  |  | 0
Overheads and Profit
Corporate overheads (expressed as a %) |  |  |  | 0%
Profit (expressed as a %) |  |  |  | 0%
Overheads and Profit Total |  |  |  | 0%
Construction Costs
2 bed 3 person house (constructed as a mid mews) | Quantity | Unit | Rate | Total | No of units | Total
Substructures
Traditional strip foundation and lowest floor construction (expressed as GIFA) | 71.6 | m2 |  | 0 | 3 | 0
Superstructures
Superstructures | 71.6 | m2 |  | 0 | 3 | 0
Allowance for Part L June 22 uplift | 1 | item |  | 0 | 3 | 0
Total cost for 2B3P mid mews houses (NDSS) | [5 empty] | 0
2 bed 3 person house (constructed as a semi detached) | Quantity | Unit | Rate | Total | No of units | Total
Substructures
Traditional strip foundation and lowest floor construction (expressed as GIFA) | 71.6 | m2 |  | 0 | 5 | 0
Superstructures
Superstructures | 71.6 | m2 |  | 0 | 5 | 0
Allowance for Part L June 22 uplift | 1 | item |  | 0 | 5 | 0
Total cost for 2B3P semi detached houses (NDSS) | [5 empty] | 0
3 bed 4 person House (constructed as a semi detached) | Quantity | Unit | Rate | Total | No of units | Total
Substructures
Traditional strip foundation and lowest floor construction (expressed as GIFA) | 85.2 | m2 |  | 0 | 10 | 0
Superstructures
Superstructures | 85.2 | m2 |  | 0 | 10 | 0
Allowance for Part L June 22 uplift | 1 | item |  | 0 | 10 | 0
Total cost for 3B4P semi detached houses (NDSS) | [5 empty] | 0
3 bed 4 person House (constructed as a semi detached) (side entrance) | Quantity | Unit | Rate | Total | No of units | Total
Substructures
Traditional strip foundation and lowest floor construction (expressed as GIFA) | 86.1 | m2 |  | 0 | 3 | 0
Superstructures
Superstructures | 86.1 | m2 |  | 0 | 3 | 0
Allowance for Part L June 22 uplift | 1 | item |  | 0 | 3 | 0
Total cost for 3B4P semi detached houses (NDSS) | [5 empty] | 0
3 bed 5 person house (constructed as semi detached) | Quantity | Unit | Rate | Total | No of units | Total
Substructures
Traditional strip foundation and lowest floor construction (expressed as GIFA) | 94.2 | m2 |  | 0 | 6 | 0
Superstructures
Superstructures | 94.2 | m2 |  | 0 | 6 | 0
Allowance for Part L June 22 uplift | 1 | item |  | 0 | 6 | 0
Total cost for 3B5P houses (NDSS) | [5 empty] | 0
EXTERNAL WORKS | Quantity | Unit | Rate | Total
Site Preparation Works
Site Clearance (assume 300mm deep inert to landfil) | 7942 | m² |  | 0
Preparatory Groundworks | 7942 | m² |  | 0
Roads, Paths, Pavings and Surfacings
Adopted Road (tarmac) including all kerbs and dropped kerbs | 814 | m² |  | 0
Adopted footpath 2m wide (tarmac) including all edgings | 592 | m² |  | 0
Non Adopted footpath (tarmac) including all edgings | nil | m² |  | 0
Non Adopted Road and Parking Space (tarmac) including all edgings | 900 | m² |  | 0
PCC concrete paving 600x600mm (PC sum £40/m2 supply) incl edgings | 1225 | m² |  | 0
Soft Landscaping, Planting and Irrigation Systems
Turf and topsoil (300mm deep) | 2639 | m² |  | 0
External low level Planting including topsoil and mulch | 660 | m² | 40 | 26400 | PROV SUM
Tree species (PC sum £300) | 67 | no | 300 | 20100 | PROV SUM
Plot timber gates | 29 | no |  | 0
1800mm high close boarded timber fencing, concrete gravel boards and post | 507 | lm |  | 0
2100mm high close boarded timber fencing, concrete gravel boards and post | 401 | lm |  | 0
External Drainage
Site wide Surface Water and Foul Water Drainage | 1 | item | 81000 | 81000 | PROV SUM
Plot drainage | 27 | item |  | 0
Land Drainage | 1 | item | 6000 | 6000 | PROV SUM
External Services
Water Mains Supply | 1 | item | 23000 | 23000 | PROV SUM
Electricity Mains Supply | 1 | item | 17250 | 17250 | PROV SUM
Gas Mains Supply | 1 | item | 23000 | 23000 | PROV SUM
Telecommunications and other Communication System Connections | 1 | item | 8250 | 8250 | PROV SUM
External Street Lighting Systems | 1 | item | 11500 | 11500 | PROV SUM
Builder's Work In Connection with External Services | 1 | item | 6000 | 6000 | PROV SUM
Total cost for External Works | [5 empty] | 222500
SUMMARY | [5 empty] | TOTAL COST
Preliminaries | [5 empty] | 0
Substructure | [5 empty] | 0
Superstructure | [5 empty] | 0
Part L Uplift | [5 empty] | 0
External Works | [5 empty] | 222500
Post Contract Design Fees at say 3% | [5 empty] | 6675
OH&P | [5 empty] | 0
TOTAL GREENFIELD SITE COST FOR 27 AFFORDABLE RENT UNITS IN TRADITIONAL CONSTRUCTION | [5 empty] | 229175
INNOVATION CHAIN NORTH
Framework of New build Construction Contractors 2024
PRICING SCHEDULE
TENDERER'S NAME | [insert]
LOW VALUE LOT L5
TIMBER FRAME CONSTRUCTION
LOCATION | South Yorkshire, North Nottinghamshire, Lincolnshire, Derbyshire East
Virtual Project Scenario
Nature of project | New Build Affordable Rent Units |  |  | 27 no
Size (m2) and Mix (no) of units | 71.6 | 2B3P House |  | 8 | 572.8 | NDSS
| 85.2 | 3B4P House |  | 10 | 852 | NDSS
| 86.1 | 3B4P House (side) |  | 3 | 258.3 | NDSS
| 94.2 | 3B5P House |  | 6 | 565.2 | NDSS
GIFA (m2) | 2248.3
Site Access | Good access direct from main road network
Vandalism risk | High risk - CCTV required with security guard nights and weekends
Length of Contract | 52 | working weeks
Base Date / Commencement Date | 31st January 2024
Form of Contract | JCT design and build 2016 with ICN Amendments
Pricing schedule notes and guidance
1. All rates submitted should be as outlined in the RICS NRM2 Preliminaries (Main Contract)
2. Accommodation and welfare provisions shall be in strict accordance with the CDM Regulations 2015
3. All rates submitted will be applied and used as a basis for the future negotiation of Fixed Price Contracts for all projects within the aforementioned LOT for the full duration of the Framework Agreement. Annual inflationary increases will be applied from the commencement date of the framework and shall be in accordance with BCIS Tender Price Indices or as evidenced to the satisfaction of the instructing client.
4. All items listed below may not be specifically required on every individual project within this LOT. For the purposes of the evaluation each individual item shall be priced or, if included within another item, annotated accordingly identifying which item it is included within. ICN reserves the right to reject any priced schedules submitted with a tender which includes only summary costs or totals which are not fully completed.
5. Should the tenderer deem that a member of the Site Staff and Supervision team will not be required full time on projects within this LOT then the weekly rate shall be adjusted accordingly not the number of weeks. Consideration should be given that the rates inserted will be fixed for future AMP agreements (only subject to inflationary increases as noted above)
6. None of the measured quantities or descriptions are to be altered, all tendering bids are to be based upon a fixed price schedule for consistency.
7. Preliminaries are to be based on the contract period stated above based on timber frame construction. Each item is to be priced based on the relevant contract period. The period stated are for time on site and exclude lead in periods for discharge of pre-start planning conditions. Any other pre-start time costs should be included in the preliminaries. Any items not priced will be deemed not to be required on projects of a similar nature within the afoementioned LOT value range for the duration of the Framework Agreement.
8. Tenderers should allow the percentage for profit and corporate overhead [contractors margin] and these are to include: Contractors profit on net costs. Contracting companies corporate operating overheads on net costs which include cost of premises, employment of non site based staff [with the exception of visiting contract surveyors and construction manager] including estimators, customer care teams, business development managers, buyers, planners, resource, scheduling and programmers, directors and heads of departments, accounts, legal, financing, property costs, administration, IT, human resources, telecoms, transport and vehicles, corporate charges. All contractors contributions to Group overheads [where applicable]
9. The tenderer is to assume Fabric First construction to meet current Building Regulations but is to allow for all Part L uplifts which have been prevalent since June 2022 on a separate line as indicated
10. The tenderer should note that non completion of one schedule will not be a compliant tender - both timber frame and traditional need to be completed
11. The tenderer shall complete the pricing schedule based upon the Affordable Rent specification and Standard House Type layouts (as included within the tender documentation) excluding all abnormal costs.
12. The tenderer shall allow for any cranage and associated works within the timber frame superstructures rate not the preliminaries schedule.
Preliminaries | Quantity | Unit | Rate | Total | Notes
Project specific management and Staff
Project Manager | 52 | weeks |  | 0
Contracts Manager | 52 | weeks |  | 0
Site Engineer | 52 | weeks |  | 0
Site Manager | 52 | weeks |  | 0
Finishing Foreman / Assistant Site Manager | 52 | weeks |  | 0
Labourer (including at handover) | 52 | weeks |  | 0
Quantity Surveying /Commercial Management | 52 | weeks |  | 0
Planner | 52 | weeks |  | 0
Health & Safety Officer | 52 | weeks |  | 0
Site establishment
Delivery of temp accomodation to site and removal on completion | 1 | Item |  | 0
Site office (inc furniture) | 52 | weeks |  | 0
Meeting room (inc furniture) | 52 | weeks |  | 0
Canteens and Kitchens | 52 | weeks |  | 0
Drying room | 52 | weeks |  | 0
Toilets and washrooms | 52 | weeks |  | 0
Secure stores | 52 | weeks |  | 0
Telephones and Photocopiers (connection and charges) | 52 | weeks |  | 0
IT systems with email and internet capability | 52 | weeks |  | 0
Consumables and services associated with site accommodation | 52 | weeks |  | 0
Fire points and fire fighting equipment | 1 | Item |  | 0
Main Contractor's Signboard | 1 | Item |  | 0
Client/Homes England signboard; production, installation and removal (as ER's) | 1 | Item |  | 0
Cleaning
Site cleaning | 52 | weeks |  | 0
Site set up
Tarmac and hardcored compound area | 1 | item |  | 0
Temporary roads including demarcation for safe pedestrian and vehicular routes | 1 | item |  | 0
Temproary fencing to compound area | 1 | item |  | 0
Temporary security fencing to site perimeter | 1 | item |  | 0
Removal of compound on completion; reinstatement | 1 | item |  | 0
Temp Services incl all connections, disconnections and usage
Water supply | 52 | weeks |  | 0
Gas Supply | 52 | weeks |  | 0
Electric supply, Lighting and power | 52 | weeks |  | 0
Drainage | 52 | weeks |  | 0
Security
Night watchman | 52 | weeks |  | 0
Pedestrian gates | 1 | item |  | 0
Vehicular gates | 1 | item |  | 0
CCTV cameras set up costs | 1 | item |  | 0
CCTV weekly charge | 52 | weeks |  | 0
Material distribution
Forklift and driver | 26 | weeks |  | 0
Site plant
Small Dumper | 26 | weeks |  | 0
Mixer | 26 | weeks |  | 0
Road Sweeper including driver and fuel | 26 | weeks |  | 0
Excavator / mini digger including driver and fuel | 26 | weeks |  | 0
Small tools and equiptment | 26 | weeks |  | 0
Health and Safety
1st aid kit | 1 | item |  | 0
Health and safety site visits | 1 | item |  | 0
Falling from heights | 1 | item |  | 0
Scaffolding
External scaffolding including mat | 1 | item |  | 0
Adaption of Scaffolding | 1 | item |  | 0
Internal Scaffolding | 1 | item |  | 0
Fees and charges
Specialist site survey and level survey | 1 | item |  | 0
As built drawings and manuals | 1 | item |  | 0
CDM regulations and health and safety plan | 1 | item |  | 0
Considerate constructors scheme | 1 | item |  | 0
SAP calculations and energy performance certificates | 1 | item |  | 0
Robust details | 1 | item |  | 0
Building Control Fees | 1 | item |  | 0
Planning Condition Discharge Fees | 15 | no |  | 0 | tenderer to assume there are 15 conditions requiring discharge
Adoption Agreements for Section 278, 104 and 38 Agreements | 1 | item |  | 0 | tenderer to assume road and sewers on virtual plan to be adopted
NHBC (or equivalent) 12 year structural warranty cover | 1 | item |  | 0 | tenderer not to include for insolvency cover
Testing and reports
Methane and radon testing and reports | 1 | item |  | 0
Concrete testing and reports | 1 | item |  | 0
Dilapidation Surveys | 1 | Item |  | 0
Sound testing | 1 | item |  | 0
Air pressure tests | 1 | item |  | 0
Handover costs
Snagging costs | 1 | item |  | 0
Contract cleaners | 1 | item |  | 0
Clean to external areas | 1 | item |  | 0
Skips | 8 | no |  | 0
Lorry and tipping charges | 1 | item |  | 0
Resident handover packs | 27 | no |  | 0
Insurances and Guarantees
Project specific Insurance | 1 | Item |  | 0
6.5.1 Insurance | 1 | Item |  | 0
Performance bond / parent company guarantee / insolvency cover |  |  |  | NIL | Contractor to indicate on Supplier Questionnaire
Maintenance period
Defects/Maintenance to dwelling | 27 | no |  | 0
External areas - paths, paving and adopted areas | 1 | item |  | 0
Landscaped areas | 1 | item |  | 0
Total of preliminaries |  |  |  | 0
Total of preliminaries expressed as a weekly cost |  |  |  | 0
Overheads and Profit
Corporate overheads (expressed as a %) |  |  |  | 0%
Profit (expressed as a %) |  |  |  | 0%
Overheads and Profit Total |  |  |  | 0%
Construction Costs
2 bed 3 person house (constructed as a mid mews) | Quantity | Unit | Rate | Total | No of units | Total
Substructures
Traditional strip foundation and lowest floor construction (expressed as GIFA) | 71.6 | m2 |  | 0 | 3 | 0
Superstructures
Superstructures | 71.6 | m2 |  | 0 | 3 | 0
Allowance for Part L June 22 uplift | 1 | item |  | 0 | 3 | 0
Total cost for 2B3P mid mews houses (NDSS) | [5 empty] | 0
2 bed 3 person house (constructed as a semi detached) | Quantity | Unit | Rate | Total | No of units | Total
Substructures
Traditional strip foundation and lowest floor construction (expressed as GIFA) | 71.6 | m2 |  | 0 | 5 | 0
Superstructures
Superstructures | 71.6 | m2 |  | 0 | 5 | 0
Allowance for Part L June 22 uplift | 1 | item |  | 0 | 5 | 0
Total cost for 2B3P semi detached houses (NDSS) | [5 empty] | 0
3 bed 4 person House (constructed as a semi detached) | Quantity | Unit | Rate | Total | No of units | Total
Substructures
Traditional strip foundation and lowest floor construction (expressed as GIFA) | 85.2 | m2 |  | 0 | 10 | 0
Superstructures
Superstructures | 85.2 | m2 |  | 0 | 10 | 0
Allowance for Part L June 22 uplift | 1 | item |  | 0 | 10 | 0
Total cost for 3B4P semi detached houses (NDSS) | [5 empty] | 0
3 bed 4 person House (constructed as a semi detached) (side entrance) | Quantity | Unit | Rate | Total | No of units | Total
Substructures
Traditional strip foundation and lowest floor construction (expressed as GIFA) | 86.1 | m2 |  | 0 | 3 | 0
Superstructures
Superstructures | 86.1 | m2 |  | 0 | 3 | 0
Allowance for Part L June 22 uplift | 1 | item |  | 0 | 3 | 0
Total cost for 3B4P semi detached houses (NDSS) | [5 empty] | 0
3 bed 5 person house (constructed as semi detached) | Quantity | Unit | Rate | Total | No of units | Total
Substructures
Traditional strip foundation and lowest floor construction (expressed as GIFA) | 94.2 | m2 |  | 0 | 6 | 0
Superstructures
Superstructures | 94.2 | m2 |  | 0 | 6 | 0
Allowance for Part L June 22 uplift | 1 | item |  | 0 | 6 | 0
Total cost for 3B5P houses (NDSS) | [5 empty] | 0
EXTERNAL WORKS | Quantity | Unit | Rate | Total
Site Preparation Works
Site Clearance (assume 300mm deep inert to landfil) | 7942 | m² |  | 0
Preparatory Groundworks | 7942 | m² |  | 0
Roads, Paths, Pavings and Surfacings
Adopted Road (tarmac) including all kerbs and dropped kerbs | 814 | m² |  | 0
Adopted footpath 2m wide (tarmac) including all edgings | 592 | m² |  | 0
Non Adopted footpath (tarmac) including all edgings | nil | m² |  | 0
Non Adopted Road and Parking Space (tarmac) including all edgings | 900 | m² |  | 0
PCC concrete paving 600x600mm (PC sum £40/m2 supply) incl edgings | 1225 | m² |  | 0
Soft Landscaping, Planting and Irrigation Systems
Turf and topsoil (300mm deep) | 2639 | m² |  | 0
External low level Planting including topsoil and mulch | 660 | m² | 40 | 26400 | PROV SUM
Tree species (PC sum £300) | 67 | no | 300 | 20100 | PROV SUM
Plot timber gates | 29 | no |  | 0
1800mm high close boarded timber fencing, concrete gravel boards and post | 507 | lm |  | 0
2100mm high close boarded timber fencing, concrete gravel boards and post | 401 | lm |  | 0
External Drainage
Site wide Surface Water and Foul Water Drainage | 1 | item | 81000 | 81000 | PROV SUM
Plot drainage | 27 | item |  | 0
Land Drainage | 1 | item | 6000 | 6000 | PROV SUM
External Services
Water Mains Supply | 1 | item | 23000 | 23000 | PROV SUM
Electricity Mains Supply | 1 | item | 17250 | 17250 | PROV SUM
Gas Mains Supply | 1 | item | 23000 | 23000 | PROV SUM
Telecommunications and other Communication System Connections | 1 | item | 8250 | 8250 | PROV SUM
External Street Lighting Systems | 1 | item | 11500 | 11500 | PROV SUM
Builder's Work In Connection with External Services | 1 | item | 6000 | 6000 | PROV SUM
Total cost for External Works | [5 empty] | 222500
SUMMARY | [5 empty] | TOTAL COST
Preliminaries | [5 empty] | 0
Substructure | [5 empty] | 0
Superstructure | [5 empty] | 0
Part L Uplift | [5 empty] | 0
External Works | [5 empty] | 222500
Post Contract Design Fees at say 3% | [5 empty] | 6675
OHP | [5 empty] | 0
TOTAL GREENFIELD SITE COST FOR 27 AFFORDABLE RENT UNITS IN TIMBER FRAME CONSTRUCTION | [5 empty] | 229175
FINAL SUMMARY
TOTAL GREENFIELD SITE COST FOR 27 AFFORDABLE RENT UNITS IN TRADITIONAL CONSTRUCTION | [5 empty] | 229175
TOTAL GREENFIELD SITE COST FOR 27 AFFORDABLE RENT UNITS IN TIMBER FRAME CONSTRUCTION | [5 empty] | 229175
TOTAL COMBINED SITE COST FOR 27 AFFORDABLE RENT UNITS IN TIMBER FRAME CONSTRUCTION AND 27 UNITS IN TRADITIONAL CONSTRUCTION | [5 empty] | 458350

## High val Lot 1
INNOVATION CHAIN NORTH
Framework of New build Construction Contractors 2024
PRICING SCHEDULE
TENDERER'S NAME | GK CONSTRUCTION & PROJECT MANAGEMENT LIMITED
HIGH VALUE LOT H1 WEST
TRADITIONAL CONSTRUCTION
LOCATION | Greater Manchester, Merseyside, Cheshire, Derbyshire West, Staffordshire, Lancashire, Cumbria
Virtual Project Scenario
Nature of project | New Build Affordable Rent Units |  |  | 80 no
Size (m2) and Mix (no) of units | 71.6 | 2B3P House |  | 19 | 1360.4 | NDSS
| 85.2 | 3B4P House |  | 18 | 1533.6 | NDSS
| 86.1 | 3B4P House (side) |  | 11 | 947.1 | NDSS
| 94.2 | 3B5P House |  | 22 | 2072.4 | NDSS
| 108.3 | 4B6P House |  | 10 | 1083 | NDSS
GIFA (m2) | 6996.5
Site Access | Good access direct from main adopted road network
Vandalism risk | High risk - CCTV required with security guard nights and weekends
Length of Contract | 104 | working weeks
Base Date / Commencement Date | 31st January 2024
Form of Contract | JCT Design and Build 2016 with ICN Amendments
Pricing schedule notes and guidance
1. All rates submitted should be as outlined in the RICS NRM2 Preliminaries (Main Contract)
2. Accommodation and welfare provisions shall be in strict accordance with the CDM Regulations 2015
3. All rates submitted will be applied and used as a basis for the future negotiation of Fixed Price Contracts for all projects within the aforementioned LOT for the full duration of the Framework Agreement. Annual inflationary increases will be applied from the commencement date of the framework and shall be in accordance with BCIS Tender Price Indices or as evidenced to the satisfaction of the instructing client.
4. All items listed below may not be specifically required on every individual project within this LOT. For the purposes of the evaluation each individual item shall be priced or, if included within another item, annotated accordingly identifying which item it is included within. ICN reserves the right to reject any priced schedules submitted with a tender which includes only summary costs or totals which are not fully completed.
5. Should the tenderer deem that a member of the Site Staff and Supervision team will not be required full time on projects within this LOT then the weekly rate shall be adjusted accordingly not the number of weeks. Consideration should be given that the rates inserted will be fixed for future AMP agreements (only subject to inflationary increases as noted above)
6. None of the measured quantities or descriptions are to be altered, all tendering bids are to be based upon a fixed price schedule for consistency.
7. Preliminaries are to be based on the contract period stated above based on traditional masonry construction. Each item is to be priced based on the relevant contract period. The period stated are for time on site and exclude lead in periods for discharge of pre-start planning conditions. Any other pre-start time costs should be included in the preliminaries. Any items not priced will be deemed not to be required on projects of a similar nature within the afoementioned LOT value range for the duration of the Framework Agreement.
8. Tenderers should allow the percentage for profit and corporate overhead [contractors margin] and these are to include: Contractors profit on net costs. Contracting companies corporate operating overheads on net costs which include cost of premises, employment of non site based staff [with the exception of visiting contract surveyors and construction manager] including estimators, customer care teams, business development managers, buyers, planners, resource, scheduling and programmers, directors and heads of departments, accounts, legal, financing, property costs, administration, IT, human resources, telecoms, transport and vehicles, corporate charges. All contractors contributions to Group overheads [where applicable]
9. The tenderer is to assume Fabric First construction to meet current Building Regulations but is to allow for all Part L uplifts which have been prevalent since June 2022 on a separate line as indicated
10. The tenderer should note that non completion of one schedule will not be a compliant tender - both timber frame and traditional need to be completed
11. The tenderer shall complete the pricing schedule based upon the Affordable Rent specification and Standard House Type layouts (as included within the tender documentation) excluding all abnormal costs.
Preliminaries | Quantity | Unit | Rate | Total | Notes
Project specific management and Staff
Project Manager | 104 | weeks | 738.04 | 76756.16 | Part time
Contracts Manager | 104 | weeks | 264.25 | 27482 | Part time
Site Engineer | 104 | weeks | 775.6 | 80662.4 | Part time
Site Manager | 104 | weeks | 1690 | 175760
Finishing Foreman / Assistant Site Manager | 104 | weeks | 1400 | 145600
Labourer (including at handover) | 104 | weeks | 764.5 | 79508
Quantity Surveying / Commercial Management | 104 | weeks | 1033.36 | 107469.44 | Part time
Planner | 104 | weeks | 53.63 | 5577.52 | Part time
Health & Safety Officer | 104 | weeks | 83.8 | 8715.2 | Part time
Site establishment
Delivery of temp accomodation to site and removal on completion | 1 | Item | 1400 | 1400
Site office (inc furniture) | 104 | weeks | 71 | 7384
Meeting room (inc furniture) | 104 | weeks |  | 0 | Not required on this project
Canteens and Kitchens | 104 | weeks | 130 | 13520
Drying room | 104 | weeks |  | 0 | Not required on this project
Toilets and washrooms | 104 | weeks | 84.5 | 8788
Secure stores | 104 | weeks | 23.5 | 2444
Telephones and Photocopiers (connection and charges) | 104 | weeks | 132 | 13728
IT systems with email and internet capability | 104 | weeks |  | 0 | Not required on this project
Consumables and services associated with site accommodation | 104 | weeks | 25.5 | 2652
Fire points and fire fighting equipment | 1 | Item | 2554.5 | 2554.5
Main Contractor's Signboard | 1 | Item | 550 | 550
Client/Homes England signboard; production, installation and removal (as ER's) | 1 | Item | 650 | 650
Cleaning
Site cleaning | 104 | weeks |  | 0 | Included above (labourer line 46)
Site set up
Tarmac and hardcore compound area | 1 | item |  | 0 | Not required on this project
Temporary roads incl demarcation for safe pedestrian and vehicular routes | 1 | item |  | 0 | Not required on this project
Temproary fencing to compound area | 1 | item | 990 | 990 | 60 lm assumed
Temporary security fencing to site perimeter | 1 | item | 6600 | 6600 | 400 lm assumed
Removal of compound on completion; reinstatement | 1 | item | 750 | 750
Temp Services incl all connections, disconnections and usage
Water supply | 104 | weeks | 72 | 7488
Gas Supply | 104 | weeks |  | 0 | Not required on this project
Electric supply, Lighting and power | 104 | weeks | 111.75 | 11622
Drainage | 104 | weeks | 28.5 | 2964
Security
Night watchman | 104 | weeks | 475 | 49400 | Out of hours monitored CCTV/patrols
Pedestrian gates | 1 | item |  | 0 | Included above (temporary fencing line 70)
Vehicular gates | 1 | item |  | 0 | Included above (temporary fencing line 70)
CCTV cameras set up costs | 1 | item |  | 0 | Included above (night watchman line 78)
CCTV weekly charge | 104 | weeks |  | 0 | Included above (night watchman line 78)
Material distribution
Forklift and driver | 52 | weeks | 1140 | 59280
Site plant
Small Dumper | 52 | weeks |  | 0 | Included below (substructure measured works line 144)
Mixer | 52 | weeks |  | 0 | Included below (superstructure measured works line 146)
Road Sweeper including driver and fuel | 52 | weeks | 260 | 13520
Excavator / mini digger including driver and fuel | 52 | weeks |  | 0 | Included below (substructure measured works line 144)
Small tools and equiptment | 52 | weeks | 160 | 8320
Health and Safety
1st aid kit | 1 | item | 195 | 195
Health and safety site visits | 1 | item |  | 0 | Included above (health and safety officer line 49)
Falling from heights | 1 | item |  | 0 | Included below (scaffolding line 96)
Scaffolding
External scaffolding including mat | 1 | item | 326361 | 326361
Adaption of Scaffolding | 1 | item |  | 0 | Included above (scaffolding line 96)
Internal Scaffolding | 1 | item |  | 0 | Included above (scaffolding line 96)
Fees and charges
Specialist site survey and level survey | 1 | item | 2300 | 2300 | Topographical survey average cost
As built drawings and manuals | 1 | item |  | 0 | Included above (site manager & QS lines 43 & 47)
CDM regulations and health and safety plan | 1 | item |  | 0 | Included above (health and safety officer line 49)
Considerate constructors scheme | 1 | item | 1316 | 1316
SAP calculations and energy performance certificates | 1 | item | 700 | 700
Robust details | 1 | item | 3500 | 3500
Building Control Fees | 1 | item | 8400 | 8400
Planning Condition Discharge Fees | 15 | no | 60 | 900 | tenderer to assume there are 15 conditions requiring discharge
Adoption Agreements for Section 278, 104 and 38 Agreements | 1 | item | 10000 | 10000 | tenderer to assume road and sewers on virtual plan to be adopted
NHBC (or equivalent) 12 year structural warranty cover | 1 | item | 169600 | 169600 | tenderer not to include for insolvency cover
Testing and reports
Methane and radon testing and reports | 1 | item | 600 | 600
Concrete testing and reports | 1 | item | 5400 | 5400
Dilapidation Surveys | 1 | Item |  | 0 | Included above (site manager line 43)
Sound testing | 1 | item | 2200 | 2200
Air pressure tests | 1 | item | 2200 | 2200
Handover costs
Snagging costs / inspections | 1 | item |  | 0 | Included above (site manager line 43)
Contract cleaners | 1 | item | 15200 | 15200
Clean to external areas | 1 | item |  | 0 | Included above (contract cleaners line 118)
Skips | 15 | no | 240 | 3600
Lorry and tipping charges | 1 | item |  | 0 | Included below (substructure measured works line 144)
Resident handover packs | 80 | no |  | 0 | Included above (site manager & QS lines 43 & 47)
Insurances and Guarantees
Project specific Insurances | 1 | Item | 36000 | 36000
6.5.1 Insurance | 1 | Item | 8000 | 8000
Performance bond / parent company guarantee / insolvency cover |  |  |  | NIL | Contractor to indicate on Supplier Questionnaire
Maintenance period
Defects / Maintenance to dwellings | 80 | no | 350 | 28000
External areas - paths, paving and adopted areas | 1 | item |  | 0 | Included above (defects line 128)
Landscaped areas | 1 | item |  | 0 | Included above (defects line 128)
Total of preliminaries |  |  |  | 1546607.22
Total of preliminaries expressed as a weekly cost |  |  |  | 14871.2233
Overheads and Profit
Corporate overheads (expressed as a %) |  |  |  | 1.5%
Profit (expressed as a %) |  |  |  | 4.55%
Overheads and Profit Total |  |  |  | 6.05%
Construction Costs
2 bed 3 person house (constructed as a mid mews) | Quantity | Unit | Rate | Total | No of units | Total
Substructures
Traditional strip foundation and lowest floor construction (expressed as GIFA) | 71.6 | m2 | 145.76 | 10436.416 | 3 | 31309.248
Superstructures
Superstructures | 71.6 | m2 | 961.65 | 68854.14 | 3 | 206562.42
Allowance for Part L June 22 uplift | 1 | item | 8600 | 8600 | 3 | 25800
Total cost for 2B3P mid mews houses (NDSS) | [5 empty] | 263671.668
2 bed 3 person house (constructed as a semi detached) | Quantity | Unit | Rate | Total | No of units | Total
Substructures
Traditional strip foundation and lowest floor construction (expressed as GIFA) | 71.6 | m2 | 145.76 | 10436.416 | 16 | 166982.656
Superstructures
Superstructures | 71.6 | m2 | 961.65 | 68854.14 | 16 | 1101666.24
Allowance for Part L June 22 uplift | 1 | item | 8600 | 8600 | 16 | 137600
Total cost for 2B3P semi detached houses (NDSS) | [5 empty] | 1406248.896
3 bed 4 person House (constructed as a mid mews) | Quantity | Unit | Rate | Total | No of units | Total
Substructures
Traditional strip foundation and lowest floor construction (expressed as GIFA) | 85.2 | m2 | 139.35 | 11872.62 | 7 | 83108.34
Superstructures
Superstructures | 85.2 | m2 | 895.88 | 76328.976 | 7 | 534302.832
Allowance for Part L June 22 uplift | 1 | item | 8705 | 8705 | 7 | 60935
Total cost for 3B4P mid mews houses (NDSS) | [5 empty] | 678346.172
3 bed 4 person House (constructed as a semi detached) | Quantity | Unit | Rate | Total | No of units | Total
Substructures
Traditional strip foundation and lowest floor construction (expressed as GIFA) | 85.2 | m2 | 139.35 | 11872.62 | 11 | 130598.82
Superstructures
Superstructures | 85.2 | m2 | 928.69 | 79124.388 | 11 | 870368.268
Allowance for Part L June 22 uplift | 1 | item | 8705 | 8705 | 11 | 95755
Total cost for 3B4P semi detached houses (NDSS) | [5 empty] | 1096722.088
3 bed 4 person house (constructed as semi detached) (side entrance) | Quantity | Unit | Rate | Total | No of units | Total
Substructures
Traditional strip foundation and lowest floor construction (expressed as GIFA) | 86.1 | m2 | 138.93 | 11961.873 | 11 | 131580.603
Superstructures
Superstructures | 86.1 | m2 | 922.45 | 79422.945 | 11 | 873652.395
Allowance for Part L June 22 uplift | 1 | item | 8705 | 8705 | 11 | 95755
Total cost for 3B4P semi detached houses (NDSS) | [5 empty] | 1100987.998
3 bed 5 person house (constructed as semi detached) | Quantity | Unit | Rate | Total | No of units | Total
Substructures
Traditional strip foundation and lowest floor construction (expressed as GIFA) | 94.2 | m2 | 135.2 | 12735.84 | 22 | 280188.48
Superstructures
Superstructures | 94.2 | m2 | 866.36 | 81611.112 | 22 | 1795444.464
Allowance for Part L June 22 uplift | 1 | item | 8705 | 8705 | 22 | 191510
Total cost for 3B5P houses (NDSS) | [5 empty] | 2267142.944
4 bed 6 person house (constructed as semi detached) | Quantity | Unit | Rate | Total | No of units | Total
Substructures
Traditional strip foundation and lowest floor construction (expressed as GIFA) | 108.3 | m2 | 150.12 | 16257.996 | 10 | 162579.96
Superstructures
Superstructures | 108.3 | m2 | 872.11 | 94449.513 | 10 | 944495.13
Allowance for Part L June 22 uplift | 1 | item | 9025 | 9025 | 10 | 90250
Total cost for 4B6P semi detached houses (NDSS) | [5 empty] | 1197325.09
EXTERNAL WORKS | Quantity | Unit | Rate | Total
Site Preparation Works
Site Clearance (assume 300mm deep inert to landfil) | 19182 | m² | 3.47 | 66561.54
Preparatory Groundworks | 19182 | m² | 1.05 | 20141.1
Roads, Paths, Pavings and Surfacings
Adopted Road (tarmac) including all kerbs and dropped kerbs | 1389 | m² | 87.54 | 121593.06
Adopted footpath 2m wide (tarmac) including all edgings | 1022 | m² | 77.18 | 78877.96
Non Adopted footpath (tarmac) including all edgings | 125 | m² | 77.18 | 9647.5
Non Adopted Road and Parking Space (tarmac) including all edgings | 3467 | m² | 77.18 | 267583.06
PCC concrete paving 600x600mm (PC sum £40/m2 supply) incl edgings | 2134 | m² | 78.96 | 168500.64
Soft Landscaping, Planting and Irrigation Systems
Turf and topsoil (300mm deep) | 6065 | m² | 11.92 | 72294.8
External low level Planting including topsoil and mulch | 1515 | m² | 40 | 60600 | PROV SUM
Tree species (PC sum £300) | 134 | no | 300 | 40200 | PROV SUM
Plot timber gates | 86 | no | 178.38 | 15340.68
1800mm high close boarded timber fencing, concrete gravel boards and post | 1282 | lm | 130.98 | 167916.36
2100mm high close boarded timber fencing, concrete gravel boards and post | 390 | lm | 141.64 | 55239.6
External Drainage
Site wide Surface Water and Foul Water Drainage | 1 | item | 290000 | 290000 | PROV SUM
Plot drainage | 80 | item | 3755 | 300400
Land Drainage | 1 | item | 20000 | 20000 | PROV SUM
External Services
Water Mains Supply | 1 | item | 82000 | 82000 | PROV SUM
Electricity Mains Supply | 1 | item | 62500 | 62500 | PROV SUM
Gas Mains Supply | 1 | item | 82000 | 82000 | PROV SUM
Telecommunications and other Communication System Connections | 1 | item | 28500 | 28500 | PROV SUM
External Street Lighting Systems | 1 | item | 42000 | 42000 | PROV SUM
Builder's Work In Connection with External Services | 1 | item | 20500 | 20500 | PROV SUM
Total cost for External Works | [5 empty] | 2072396.3
SUMMARY | [5 empty] | TOTAL COST
Preliminaries | [5 empty] | 1546607.22
Substructure | [5 empty] | 986348.107
Superstructure | [5 empty] | 6326491.749
Part L Uplift | [5 empty] | 697605
External Works | [5 empty] | 2072396.3
Post Contract Design Fees at say 3% | [5 empty] | 348883.4513
OH&P | [5 empty] | 724689.0756
TOTAL GREENFIELD SITE COST FOR 80 AFFORDABLE RENT UNITS IN TRADITIONAL CONSTRUCTION | [5 empty] | 12703020.9028
INNOVATION CHAIN NORTH
Framework of New build Construction Contractors 2024
PRICING SCHEDULE
TENDERER'S NAME | GK CONSTRUCTION & PROJECT MANAGEMENT LIMITED
HIGH VALUE LOT H1 WEST
TIMBER FRAME CONSTRUCTION
LOCATION | Greater Manchester, Merseyside, Cheshire, Derbyshire West, Staffordshire, Lancashire, Cumbria
Virtual Project Scenario
Nature of project | New Build Affordable Rent Units |  |  | 80 no
Size (m2) and Mix (no) of units | 71.6 | 2B3P House |  | 19 | 1360.4 | NDSS
| 85.2 | 3B4P House |  | 18 | 1533.6 | NDSS
| 86.1 | 3B4P House (side) |  | 11 | 947.1 | NDSS
| 94.2 | 3B5P House |  | 22 | 2072.4 | NDSS
| 108.3 | 4B6P House |  | 10 | 1083 | NDSS
GIFA (m2) | 6996.5
Site Access | Good access direct from main road network
Vandalism risk | High risk - CCTV required with security guard nights and weekends
Length of Contract | 86 | working weeks
Base Date / Commencement Date | 31st January 2024
Form of Contract | JCT design and build 2016 with ICN Amendments
Pricing schedule notes and guidance
1. All rates submitted should be as outlined in the RICS NRM2 Preliminaries (Main Contract)
2. Accommodation and welfare provisions shall be in strict accordance with the CDM Regulations 2015
3. All rates submitted will be applied and used as a basis for the future negotiation of Fixed Price Contracts for all projects within the aforementioned LOT for the full duration of the Framework Agreement. Annual inflationary increases will be applied from the commencement date of the framework and shall be in accordance with BCIS Tender Price Indices or as evidenced to the satisfaction of the instructing client.
4. All items listed below may not be specifically required on every individual project within this LOT. For the purposes of the evaluation each individual item shall be priced or, if included within another item, annotated accordingly identifying which item it is included within. ICN reserves the right to reject any priced schedules submitted with a tender which includes only summary costs or totals which are not fully completed.
5. Should the tenderer deem that a member of the Site Staff and Supervision team will not be required full time on projects within this LOT then the weekly rate shall be adjusted accordingly not the number of weeks. Consideration should be given that the rates inserted will be fixed for future AMP agreements (only subject to inflationary increases as noted above)
6. None of the measured quantities or descriptions are to be altered, all tendering bids are to be based upon a fixed price schedule for consistency.
7. Preliminaries are to be based on the contract period stated above based on timber frame construction. Each item is to be priced based on the relevant contract period. The period stated are for time on site and exclude lead in periods for discharge of pre-start planning conditions. Any other pre-start time costs should be included in the preliminaries. Any items not priced will be deemed not to be required on projects of a similar nature within the afoementioned LOT value range for the duration of the Framework Agreement.
8. Tenderers should allow the percentage for profit and corporate overhead [contractors margin] and these are to include: Contractors profit on net costs. Contracting companies corporate operating overheads on net costs which include cost of premises, employment of non site based staff [with the exception of visiting contract surveyors and construction manager] including estimators, customer care teams, business development managers, buyers, planners, resource, scheduling and programmers, directors and heads of departments, accounts, legal, financing, property costs, administration, IT, human resources, telecoms, transport and vehicles, corporate charges. All contractors contributions to Group overheads [where applicable]
9. The tenderer is to assume Fabric First construction to meet current Building Regulations but is to allow for all Part L uplifts which have been prevalent since June 2022 on a separate line as indicated
10. The tenderer should note that non completion of one schedule will not be a compliant tender - both timber frame and traditional need to be completed
11. The tenderer shall complete the pricing schedule based upon the Affordable Rent specification and Standard House Type layouts (as included within the tender documentation) excluding all abnormal costs.
12. The tenderer shall allow for any cranage and associated works within the timber frame superstructures rate not the preliminaries schedule.
Preliminaries | Quantity | Unit | Rate | Total | Notes
Project specific management and Staff
Project Manager | 86 | weeks | 738.04 | 63471.44 | Part time
Contracts Manager | 86 | weeks | 264.25 | 22725.5 | Part time
Site Engineer | 86 | weeks | 775.6 | 66701.6 | Part time
Site Manager | 86 | weeks | 1690 | 145340
Finishing Foreman / Assistant Site Manager | 86 | weeks | 1400 | 120400
Labourer (including at handover) | 86 | weeks | 764.5 | 65747
Quantity Surveying /Commercial Management | 86 | weeks | 1033.36 | 88868.96 | Part time
Planner | 86 | weeks | 53.63 | 4612.18 | Part time
Health & Safety Officer | 86 | weeks | 83.8 | 7206.8 | Part time
Site establishment
Delivery of temp accomodation to site and removal on completion | 1 | Item | 1400 | 1400
Site office (inc furniture) | 86 | weeks | 71 | 6106
Meeting room (inc furniture) | 86 | weeks |  | 0 | Not required on this project
Canteens and Kitchens | 86 | weeks | 130 | 11180
Drying room | 86 | weeks |  | 0 | Not required on this project
Toilets and washrooms | 86 | weeks | 84.5 | 7267
Secure stores | 86 | weeks | 23.5 | 2021
Telephones and Photocopiers (connection and charges) | 86 | weeks | 132 | 11352
IT systems with email and internet capability | 86 | weeks |  | 0 | Not required on this project
Consumables and services associated with site accommodation | 86 | weeks | 25.5 | 2193
Fire points and fire fighting equipment | 1 | Item | 2554.5 | 2554.5
Main Contractor's Signboard | 1 | Item | 550 | 550
Client/Homes England signboard; production, installation and removal (as ER's) | 1 | Item | 650 | 650
Cleaning
Site cleaning | 86 | weeks |  | 0
Site set up
Tarmac and hardcored compound area | 1 | item |  | 0 | Not required on this project
Temporary roads including demarcation for safe pedestrian and vehicular routes | 1 | item |  | 0 | Not required on this project
Temproary fencing to compound area | 1 | item | 990 | 990 | 60 lm assumed
Temporary security fencing to site perimeter | 1 | item | 6600 | 6600 | 400 lm assumed
Removal of compound on completion; reinstatement | 1 | item | 750 | 750
Temp Services incl all connections, disconnections and usage
Water supply | 86 | weeks | 72 | 6192
Gas Supply | 86 | weeks |  | 0 | Not required on this project
Electric supply, Lighting and power | 86 | weeks | 111.75 | 9610.5
Drainage | 86 | weeks | 28.5 | 2451
Security
Night watchman | 86 | weeks | 475 | 40850 | Out of hours monitored CCTV/patrols
Pedestrian gates | 1 | item |  | 0 | Included above (temporary fencing line 311)
Vehicular gates | 1 | item |  | 0 | Included above (temporary fencing line 311)
CCTV cameras set up costs | 1 | item |  | 0 | Included above (night watchman line 319)
CCTV weekly charge | 86 | weeks |  | 0 | Included above (night watchman line 319)
Material distribution
Forklift and driver | 43 | weeks | 1140 | 49020
Site plant
Small Dumper | 43 | weeks |  | 0 | Included below (substructure measured works line 385)
Mixer | 43 | weeks |  | 0 | Included below (superstructure measured works line 387)
Road Sweeper including driver and fuel | 43 | weeks | 260 | 11180
Excavator / mini digger including driver and fuel | 43 | weeks |  | 0 | Included below (substructure measured works line 385)
Small tools and equiptment | 43 | weeks | 160 | 6880
Health and Safety
1st aid kit | 1 | item | 195 | 195
Health and safety site visits | 1 | item |  | 0 | Included above (health and safety officer line 290)
Falling from heights | 1 | item |  | 0 | Included below (scaffolding line 337)
Scaffolding
External scaffolding including mat | 1 | item | 326361 | 326361
Adaption of Scaffolding | 1 | item |  | 0 | Included above (scaffolding line 337)
Internal Scaffolding | 1 | item |  | 0 | Included above (scaffolding line 337)
Fees and charges
Specialist site survey and level survey | 1 | item | 2300 | 2300 | Topographical survey average cost
As built drawings and manuals | 1 | item |  | 0 | Included above (site manager & QS lines 285 & 288)
CDM regulations and health and safety plan | 1 | item |  | 0 | Included above (health and safety officer line 290)
Considerate constructors scheme | 1 | item | 1316 | 1316
SAP calculations and energy performance certificates | 1 | item | 700 | 700
Robust details | 1 | item | 3500 | 3500
Building Control Fees | 1 | item | 8400 | 8400
Planning Condition Discharge Fees | 1 | item | 60 | 60 | tenderer to assume there are 15 conditions requiring discharge
Adoption Agreements for Section 278, 104 and 38 Agreements | 1 | item | 10000 | 10000 | tenderer to assume road and sewers on virtual plan to be adopted
NHBC (or equivalent) 12 year structural warranty cover | 1 | item | 169600 | 169600 | tenderer not to include for insolvency cover
Testing and reports
Methane and radon testing and reports | 1 | item | 600 | 600
Concrete testing and reports | 1 | item | 5400 | 5400
Dilapidation Surveys | 1 | Item |  | 0 | Included above (site manager line 285)
Sound testing | 1 | item | 2200 | 2200
Air pressure tests | 1 | item | 2200 | 2200
Handover costs
Snagging costs | 1 | item |  | 0 | Included above (site manager line 285)
Contract cleaners | 1 | item | 15200 | 15200
Clean to external areas | 1 | item |  | 0 | Included above (contract cleaners line 359)
Skips | 15 | no | 240 | 3600
Lorry and tipping charges | 1 | item |  | 0 | Included below (substructure measured works line 385)
Resident handover packs | 80 | no |  | 0 | Included above (site manager & QS lines 285 & 288)
Insurances and Guarantees
Project specific Insurance | 1 | Item | 36000 | 36000
6.5.1 Insurance | 1 | Item | 8000 | 8000
Performance bond / parent company guarantee / insolvency cover |  |  |  | NIL | Contractor to indicate on Supplier Questionnaire
Maintenance period
Defects/Maintenance to dwelling | 80 | no | 350 | 28000
External areas - paths, paving and adopted areas | 1 | item |  | 0 | Included above (defects line 369)
Landscaped areas | 1 | item |  | 0 | Included above (defects line 369)
Total of preliminaries |  |  |  | 1388502.48
Total of preliminaries expressed as a weekly cost |  |  |  | 16145.3777
Overheads and Profit
Corporate overheads (expressed as a %) |  |  |  | 1.5%
Profit (expressed as a %) |  |  |  | 4.55%
Overheads and Profit Total |  |  |  | 6.05%
Construction Costs
2 bed 3 person house (constructed as a mid mews) | Quantity | Unit | Rate | Total | No of units | Total
Substructures
Traditional strip foundation and lowest floor construction (expressed as GIFA) | 71.6 | m2 | 145.76 | 10436.416 | 3 | 31309.248
Superstructures
Superstructures | 71.6 | m2 | 987.28 | 70689.248 | 3 | 212067.744
Allowance for Part L June 22 uplift | 1 | item | 8600 | 8600 | 3 | 25800
Total cost for 2B3P mid mews houses (NDSS) | [5 empty] | 269176.992
2 bed 3 person house (constructed as a semi detached) | Quantity | Unit | Rate | Total | No of units | Total
Substructures
Traditional strip foundation and lowest floor construction (expressed as GIFA) | 71.6 | m2 | 145.76 | 10436.416 | 16 | 166982.656
Superstructures
Superstructures | 71.6 | m2 | 1050.13 | 75189.308 | 16 | 1203028.928
Allowance for Part L June 22 uplift | 1 | item | 8600 | 8600 | 16 | 137600
Total cost for 2B3P semi detached houses (NDSS) | [5 empty] | 1507611.584
3 bed 4 person House (constructed as a mid mews) | Quantity | Unit | Rate | Total | No of units | Total
Substructures
Traditional strip foundation and lowest floor construction (expressed as GIFA) | 85.2 | m2 | 139.35 | 11872.62 | 7 | 83108.34
Superstructures
Superstructures | 85.2 | m2 | 919.12 | 78309.024 | 7 | 548163.168
Allowance for Part L June 22 uplift | 1 | item | 8705 | 8705 | 7 | 60935
Total cost for 3B4P mid mews houses (NDSS) | [5 empty] | 692206.508
3 bed 4 person House (constructed as a semi detached) | Quantity | Unit | Rate | Total | No of units | Total
Substructures
Traditional strip foundation and lowest floor construction (expressed as GIFA) | 85.2 | m2 | 139.35 | 11872.62 | 11 | 130598.82
Superstructures
Superstructures | 85.2 | m2 | 953.44 | 81233.088 | 11 | 893563.968
Allowance for Part L June 22 uplift | 1 | item | 8705 | 8705 | 11 | 95755
Total cost for 3B4P semi detached houses (NDSS) | [5 empty] | 1119917.788
3 bed 4 person house (constructed as semi detached) (side entrance) | Quantity | Unit | Rate | Total | No of units | Total
Substructures
Traditional strip foundation and lowest floor construction (expressed as GIFA) | 86.1 | m2 | 138.93 | 11961.873 | 11 | 131580.603
Superstructures
Superstructures | 86.1 | m2 | 947.04 | 81540.144 | 11 | 896941.584
Allowance for Part L June 22 uplift | 1 | item | 8705 | 8705 | 11 | 95755
Total cost for 3B4P semi detached houses (NDSS) | [5 empty] | 1124277.187
3 bed 5 person house (constructed as semi detached) | Quantity | Unit | Rate | Total | No of units | Total
Substructures
Traditional strip foundation and lowest floor construction (expressed as GIFA) | 94.2 | m2 | 135.2 | 12735.84 | 22 | 280188.48
Superstructures
Superstructures | 94.2 | m2 | 889.45 | 83786.19 | 22 | 1843296.18
Allowance for Part L June 22 uplift | 1 | item | 8705 | 8705 | 22 | 191510
Total cost for 3B5P houses (NDSS) | [5 empty] | 2314994.66
4 bed 6 person house (constructed as semi detached) | Quantity | Unit | Rate | Total | No of units | Total
Substructures
Traditional strip foundation and lowest floor construction (expressed as GIFA) | 108.3 | m2 | 150.12 | 16257.996 | 10 | 162579.96
Superstructures
Superstructures | 108.3 | m2 | 904.67 | 97975.761 | 10 | 979757.61
Allowance for Part L June 22 uplift | 1 | item | 9025 | 9025 | 10 | 90250
Total cost for 4B6P semi detached houses (NDSS) | [5 empty] | 1232587.57
EXTERNAL WORKS | Quantity | Unit | Rate | Total
Site Preparation Works
Site Clearance (assume 300mm deep inert to landfil) | 19182 | m² | 3.47 | 66561.54
Preparatory Groundworks | 19182 | m² | 1.05 | 20141.1
Roads, Paths, Pavings and Surfacings
Adopted Road (tarmac) including all kerbs and dropped kerbs | 1389 | m² | 87.54 | 121593.06
Adopted footpath 2m wide (tarmac) including all edgings | 1022 | m² | 77.18 | 78877.96
Non Adopted footpath (tarmac) including all edgings | 125 | m² | 77.18 | 9647.5
Non Adopted Road and Parking Space (tarmac) including all edgings | 3467 | m² | 77.18 | 267583.06
PCC concrete paving 600x600mm (PC sum £40/m2 supply) incl edgings | 2134 | m² | 78.96 | 168500.64
Soft Landscaping, Planting and Irrigation Systems
Turf and topsoil (300mm deep) | 6065 | m² | 11.92 | 72294.8
External low level Planting including topsoil and mulch | 1515 | m² | 40 | 60600 | PROV SUM
Tree species (PC sum £300) | 134 | no | 300 | 40200 | PROV SUM
Plot timber gates | 86 | no | 178.38 | 15340.68
1800mm high close boarded timber fencing, concrete gravel boards and post | 1282 | lm | 130.98 | 167916.36
2100mm high close boarded timber fencing, concrete gravel boards and post | 390 | lm | 141.64 | 55239.6
External Drainage
Site wide Surface Water and Foul Water Drainage | 1 | item | 290000 | 290000 | PROV SUM
Plot drainage | 80 | item | 3755 | 300400
Land Drainage | 1 | item | 20000 | 20000 | PROV SUM
External Services
Water Mains Supply | 1 | item | 82000 | 82000 | PROV SUM
Electricity Mains Supply | 1 | item | 62500 | 62500 | PROV SUM
Gas Mains Supply | 1 | item | 82000 | 82000 | PROV SUM
Telecommunications and other Communication System Connections | 1 | item | 28500 | 28500 | PROV SUM
External Street Lighting Systems | 1 | item | 42000 | 42000 | PROV SUM
Builder's Work In Connection with External Services | 1 | item | 20500 | 20500 | PROV SUM
Total cost for External Works | [5 empty] | 2072396.3
SUMMARY | [5 empty] | TOTAL COST
Preliminaries | [5 empty] | 1388502.48
Substructure | [5 empty] | 986348.107
Superstructure | [5 empty] | 6576819.182
Part L Uplift | [5 empty] | 697605
External Works | [5 empty] | 2072396.3
Post Contract Design Fees at say 3% | [5 empty] | 351650.1321
OH&P | [5 empty] | 730435.9327
TOTAL GREENFIELD SITE COST FOR 80 AFFORDABLE RENT UNITS IN TRADITIONAL CONSTRUCTION | [5 empty] | 12803757.1337
FINAL SUMMARY
TOTAL GREENFIELD SITE COST FOR 80 AFFORDABLE RENT UNITS IN TRADITIONAL CONSTRUCTION | [5 empty] | 12703020.9028
TOTAL GREENFIELD SITE COST FOR 80 AFFORDABLE RENT UNITS IN TIMBER FRAME CONSTRUCTION | [5 empty] | 12803757.1337
TOTAL COMBINED SITE COST FOR 80 AFFORDABLE RENT UNITS IN TIMBER FRAME CONSTRUCTION AND 80 UNITS IN TRADITIONAL CONSTRUCTION | [5 empty] | 25506778.0366

## High val Lot 2
INNOVATION CHAIN NORTH
Framework of New build Construction Contractors 2024
PRICING SCHEDULE
TENDERER'S NAME | [insert]
HIGH VALUE LOT H2 EAST
TRADITIONAL CONSTRUCTION
LOCATION | Northumberland, Tyne & Wear, Durham, North Yorkshire, West Yorkshire, East Yorkshire, South Yorkshire, North Nottinghamshire, Lincolnshire, Derbyshire East
Virtual Project Scenario
Nature of project | New Build Affordable Rent Units |  |  | 80 no
Size (m2) and Mix (no) of units | 71.6 | 2B3P House |  | 19 | 1360.4 | NDSS
| 85.2 | 3B4P House |  | 18 | 1533.6 | NDSS
| 86.1 | 3B4P House (side) |  | 11 | 947.1 | NDSS
| 94.2 | 3B5P House |  | 22 | 2072.4 | NDSS
| 108.3 | 4B6P House |  | 10 | 1083 | NDSS
GIFA (m2) | 6996.5
Site Access | Good access direct from main adopted road network
Vandalism risk | High risk - CCTV required with security guard nights and weekends
Length of Contract | 104 | working weeks
Base Date / Commencement Date | 31st January 2024
Form of Contract | JCT Design and Build 2016 with ICN Amendments
Pricing schedule notes and guidance
1. All rates submitted should be as outlined in the RICS NRM2 Preliminaries (Main Contract)
2. Accommodation and welfare provisions shall be in strict accordance with the CDM Regulations 2015
3. All rates submitted will be applied and used as a basis for the future negotiation of Fixed Price Contracts for all projects within the aforementioned LOT for the full duration of the Framework Agreement. Annual inflationary increases will be applied from the commencement date of the framework and shall be in accordance with BCIS Tender Price Indices or as evidenced to the satisfaction of the instructing client.
4. All items listed below may not be specifically required on every individual project within this LOT. For the purposes of the evaluation each individual item shall be priced or, if included within another item, annotated accordingly identifying which item it is included within. ICN reserves the right to reject any priced schedules submitted with a tender which includes only summary costs or totals which are not fully completed.
5. Should the tenderer deem that a member of the Site Staff and Supervision team will not be required full time on projects within this LOT then the weekly rate shall be adjusted accordingly not the number of weeks. Consideration should be given that the rates inserted will be fixed for future AMP agreements (only subject to inflationary increases as noted above)
6. None of the measured quantities or descriptions are to be altered, all tendering bids are to be based upon a fixed price schedule for consistency.
7. Preliminaries are to be based on the contract period stated above based on traditional masonry construction. Each item is to be priced based on the relevant contract period. The period stated are for time on site and exclude lead in periods for discharge of pre-start planning conditions. Any other pre-start time costs should be included in the preliminaries. Any items not priced will be deemed not to be required on projects of a similar nature within the afoementioned LOT value range for the duration of the Framework Agreement.
8. Tenderers should allow the percentage for profit and corporate overhead [contractors margin] and these are to include: Contractors profit on net costs. Contracting companies corporate operating overheads on net costs which include cost of premises, employment of non site based staff [with the exception of visiting contract surveyors and construction manager] including estimators, customer care teams, business development managers, buyers, planners, resource, scheduling and programmers, directors and heads of departments, accounts, legal, financing, property costs, administration, IT, human resources, telecoms, transport and vehicles, corporate charges. All contractors contributions to Group overheads [where applicable]
9. The tenderer is to assume Fabric First construction to meet current Building Regulations but is to allow for all Part L uplifts which have been prevalent since June 2022 on a separate line as indicated
10. The tenderer should note that non completion of one schedule will not be a compliant tender - both timber frame and traditional need to be completed
11. The tenderer shall complete the pricing schedule based upon the Affordable Rent specification and Standard House Type layouts (as included within the tender documentation) excluding all abnormal costs.
Preliminaries | Quantity | Unit | Rate | Total | Notes
Project specific management and Staff
Project Manager | 104 | weeks |  | 0
Contracts Manager | 104 | weeks |  | 0
Site Engineer | 104 | weeks |  | 0
Site Manager | 104 | weeks |  | 0
Finishing Foreman / Assistant Site Manager | 104 | weeks |  | 0
Labourer (including at handover) | 104 | weeks |  | 0
Quantity Surveying / Commercial Management | 104 | weeks |  | 0
Planner | 104 | weeks |  | 0
Health & Safety Officer | 104 | weeks |  | 0
Site establishment
Delivery of temp accomodation to site and removal on completion | 1 | Item |  | 0
Site office (inc furniture) | 104 | weeks |  | 0
Meeting room (inc furniture) | 104 | weeks |  | 0
Canteens and Kitchens | 104 | weeks |  | 0
Drying room | 104 | weeks |  | 0
Toilets and washrooms | 104 | weeks |  | 0
Secure stores | 104 | weeks |  | 0
Telephones and Photocopiers (connection and charges) | 104 | weeks |  | 0
IT systems with email and internet capability | 104 | weeks |  | 0
Consumables and services associated with site accommodation | 104 | weeks |  | 0
Fire points and fire fighting equipment | 1 | Item |  | 0
Main Contractor's Signboard | 1 | Item |  | 0
Client/Homes England signboard; production, installation and removal (as ER's) | 1 | Item |  | 0
Cleaning
Site cleaning | 104 | weeks |  | 0
Site set up
Tarmac and hardcore compound area | 1 | item |  | 0
Temporary roads incl demarcation for safe pedestrian and vehicular routes | 1 | item |  | 0
Temproary fencing to compound area | 1 | item |  | 0
Temporary security fencing to site perimeter | 1 | item |  | 0
Removal of compound on completion; reinstatement | 1 | item |  | 0
Temp Services incl all connections, disconnections and usage
Water supply | 104 | weeks |  | 0
Gas Supply | 104 | weeks |  | 0
Electric supply, Lighting and power | 104 | weeks |  | 0
Drainage | 104 | weeks |  | 0
Security
Night watchman | 104 | weeks |  | 0
Pedestrian gates | 1 | item |  | 0
Vehicular gates | 1 | item |  | 0
CCTV cameras set up costs | 1 | item |  | 0
CCTV weekly charge | 104 | weeks |  | 0
Material distribution
Forklift and driver | 52 | weeks |  | 0
Site plant
Small Dumper | 52 | weeks |  | 0
Mixer | 52 | weeks |  | 0
Road Sweeper including driver and fuel | 52 | weeks |  | 0
Excavator / mini digger including driver and fuel | 52 | weeks |  | 0
Small tools and equiptment | 52 | weeks |  | 0
Health and Safety
1st aid kit | 1 | item |  | 0
Health and safety site visits | 1 | item |  | 0
Falling from heights | 1 | item |  | 0
Scaffolding
External scaffolding including mat | 1 | item |  | 0
Adaption of Scaffolding | 1 | item |  | 0
Internal Scaffolding | 1 | item |  | 0
Fees and charges
Specialist site survey and level survey | 1 | item |  | 0
As built drawings and manuals | 1 | item |  | 0
CDM regulations and health and safety plan | 1 | item |  | 0
Considerate constructors scheme | 1 | item |  | 0
SAP calculations and energy performance certificates | 1 | item |  | 0
Robust details | 1 | item |  | 0
Building Control Fees | 1 | item |  | 0
Planning Condition Discharge Fees | 15 | no |  | 0 | tenderer to assume there are 15 conditions requiring discharge
Adoption Agreements for Section 278, 104 and 38 Agreements | 1 | item |  | 0 | tenderer to assume road and sewers on virtual plan to be adopted
NHBC (or equivalent) 12 year structural warranty cover | 1 | item |  | 0 | tenderer not to include for insolvency cover
Testing and reports
Methane and radon testing and reports | 1 | item |  | 0
Concrete testing and reports | 1 | item |  | 0
Dilapidation Surveys | 1 | Item |  | 0
Sound testing | 1 | item |  | 0
Air pressure tests | 1 | item |  | 0
Handover costs
Snagging costs / inspections | 1 | item |  | 0
Contract cleaners | 1 | item |  | 0
Clean to external areas | 1 | item |  | 0
Skips | 15 | no |  | 0
Lorry and tipping charges | 1 | item |  | 0
Resident handover packs | 80 | no |  | 0
Insurances and Guarantees
Project specific Insurances | 1 | Item |  | 0
6.5.1 Insurance | 1 | Item |  | 0
Performance bond / parent company guarantee / insolvency cover |  |  |  | NIL | Contractor to indicate on Supplier Questionnaire
Maintenance period
Defects / Maintenance to dwellings | 80 | no |  | 0
External areas - paths, paving and adopted areas | 1 | item |  | 0
Landscaped areas | 1 | item |  | 0
Total of preliminaries |  |  |  | 0
Total of preliminaries expressed as a weekly cost |  |  |  | 0
Overheads and Profit
Corporate overheads (expressed as a %) |  |  |  | 0%
Profit (expressed as a %) |  |  |  | 0%
Overheads and Profit Total |  |  |  | 0%
Construction Costs
2 bed 3 person house (constructed as a mid mews) | Quantity | Unit | Rate | Total | No of units | Total
Substructures
Traditional strip foundation and lowest floor construction (expressed as GIFA) | 71.6 | m2 |  | 0 | 3 | 0
Superstructures
Superstructures | 71.6 | m2 |  | 0 | 3 | 0
Allowance for Part L June 22 uplift | 1 | item |  | 0 | 3 | 0
Total cost for 2B3P mid mews houses (NDSS) | [5 empty] | 0
2 bed 3 person house (constructed as a semi detached) | Quantity | Unit | Rate | Total | No of units | Total
Substructures
Traditional strip foundation and lowest floor construction (expressed as GIFA) | 71.6 | m2 |  | 0 | 16 | 0
Superstructures
Superstructures | 71.6 | m2 |  | 0 | 16 | 0
Allowance for Part L June 22 uplift | 1 | item |  | 0 | 16 | 0
Total cost for 2B3P semi detached houses (NDSS) | [5 empty] | 0
3 bed 4 person House (constructed as a mid mews) | Quantity | Unit | Rate | Total | No of units | Total
Substructures
Traditional strip foundation and lowest floor construction (expressed as GIFA) | 85.2 | m2 |  | 0 | 7 | 0
Superstructures
Superstructures | 85.2 | m2 |  | 0 | 7 | 0
Allowance for Part L June 22 uplift | 1 | item |  | 0 | 7 | 0
Total cost for 3B4P mid mews houses (NDSS) | [5 empty] | 0
3 bed 4 person House (constructed as a semi detached) | Quantity | Unit | Rate | Total | No of units | Total
Substructures
Traditional strip foundation and lowest floor construction (expressed as GIFA) | 85.2 | m2 |  | 0 | 11 | 0
Superstructures
Superstructures | 85.2 | m2 |  | 0 | 11 | 0
Allowance for Part L June 22 uplift | 1 | item |  | 0 | 11 | 0
Total cost for 3B4P semi detached houses (NDSS) | [5 empty] | 0
3 bed 4 person house (constructed as semi detached) (side entrance) | Quantity | Unit | Rate | Total | No of units | Total
Substructures
Traditional strip foundation and lowest floor construction (expressed as GIFA) | 86.1 | m2 |  | 0 | 11 | 0
Superstructures
Superstructures | 86.1 | m2 |  | 0 | 11 | 0
Allowance for Part L June 22 uplift | 1 | item |  | 0 | 11 | 0
Total cost for 3B4P semi detached houses (NDSS) | [5 empty] | 0
3 bed 5 person house (constructed as semi detached) | Quantity | Unit | Rate | Total | No of units | Total
Substructures
Traditional strip foundation and lowest floor construction (expressed as GIFA) | 94.2 | m2 |  | 0 | 22 | 0
Superstructures
Superstructures | 94.2 | m2 |  | 0 | 22 | 0
Allowance for Part L June 22 uplift | 1 | item |  | 0 | 22 | 0
Total cost for 3B5P houses (NDSS) | [5 empty] | 0
4 bed 6 person house (constructed as semi detached) | Quantity | Unit | Rate | Total | No of units | Total
Substructures
Traditional strip foundation and lowest floor construction (expressed as GIFA) | 108.3 | m2 |  | 0 | 10 | 0
Superstructures
Superstructures | 108.3 | m2 |  | 0 | 10 | 0
Allowance for Part L June 22 uplift | 1 | item |  | 0 | 10 | 0
Total cost for 4B6P semi detached houses (NDSS) | [5 empty] | 0
EXTERNAL WORKS | Quantity | Unit | Rate | Total
Site Preparation Works
Site Clearance (assume 300mm deep inert to landfil) | 19182 | m² |  | 0
Preparatory Groundworks | 19182 | m² |  | 0
Roads, Paths, Pavings and Surfacings
Adopted Road (tarmac) including all kerbs and dropped kerbs | 1389 | m² |  | 0
Adopted footpath 2m wide (tarmac) including all edgings | 1022 | m² |  | 0
Non Adopted footpath (tarmac) including all edgings | 125 | m² |  | 0
Non Adopted Road and Parking Space (tarmac) including all edgings | 3467 | m² |  | 0
PCC concrete paving 600x600mm (PC sum £40/m2 supply) incl edgings | 2134 | m² |  | 0
Soft Landscaping, Planting and Irrigation Systems
Turf and topsoil (300mm deep) | 6065 | m² |  | 0
External low level Planting including topsoil and mulch | 1515 | m² | 40 | 60600 | PROV SUM
Tree species (PC sum £300) | 134 | no | 300 | 40200 | PROV SUM
Plot timber gates | 86 | no |  | 0
1800mm high close boarded timber fencing, concrete gravel boards and post | 1282 | lm |  | 0
2100mm high close boarded timber fencing, concrete gravel boards and post | 390 | lm |  | 0
External Drainage
Site wide Surface Water and Foul Water Drainage | 1 | item | 290000 | 290000 | PROV SUM
Plot drainage | 80 | item |  | 0
Land Drainage | 1 | item | 20000 | 20000 | PROV SUM
External Services
Water Mains Supply | 1 | item | 82000 | 82000 | PROV SUM
Electricity Mains Supply | 1 | item | 62500 | 62500 | PROV SUM
Gas Mains Supply | 1 | item | 82000 | 82000 | PROV SUM
Telecommunications and other Communication System Connections | 1 | item | 28500 | 28500 | PROV SUM
External Street Lighting Systems | 1 | item | 42000 | 42000 | PROV SUM
Builder's Work In Connection with External Services | 1 | item | 20500 | 20500 | PROV SUM
Total cost for External Works | [5 empty] | 728300
SUMMARY | [5 empty] | TOTAL COST
Preliminaries | [5 empty] | 0
Substructure | [5 empty] | 0
Superstructure | [5 empty] | 0
Part L Uplift | [5 empty] | 0
External Works | [5 empty] | 728300
Post Contract Design Fees at say 3% | [5 empty] | 21849
OH&P | [5 empty] | 0
TOTAL GREENFIELD SITE COST FOR 80 AFFORDABLE RENT UNITS IN TRADITIONAL CONSTRUCTION | [5 empty] | 750149
INNOVATION CHAIN NORTH
Framework of New build Construction Contractors 2024
PRICING SCHEDULE
TENDERER'S NAME | [insert]
HIGH VALUE LOT H2 EAST
TIMBER FRAME CONSTRUCTION
LOCATION | Northumberland, Tyne & Wear, Durham, North Yorkshire, West Yorkshire, East Yorkshire, South Yorkshire, North Nottinghamshire, Lincolnshire, Derbyshire East
Virtual Project Scenario
Nature of project | New Build Affordable Rent Units |  |  | 80 no
Size (m2) and Mix (no) of units | 71.6 | 2B3P House |  | 19 | 1360.4 | NDSS
| 85.2 | 3B4P House |  | 18 | 1533.6 | NDSS
| 86.1 | 3B4P House (side) |  | 11 | 947.1 | NDSS
| 94.2 | 3B5P House |  | 22 | 2072.4 | NDSS
| 108.3 | 4B6P House |  | 10 | 1083 | NDSS
GIFA (m2) | 6996.5
Site Access | Good access direct from main road network
Vandalism risk | High risk - CCTV required with security guard nights and weekends
Length of Contract | 86 | working weeks
Base Date / Commencement Date | 31st January 2024
Form of Contract | JCT design and build 2016 with ICN Amendments
Pricing schedule notes and guidance
1. All rates submitted should be as outlined in the RICS NRM2 Preliminaries (Main Contract)
2. Accommodation and welfare provisions shall be in strict accordance with the CDM Regulations 2015
3. All rates submitted will be applied and used as a basis for the future negotiation of Fixed Price Contracts for all projects within the aforementioned LOT for the full duration of the Framework Agreement. Annual inflationary increases will be applied from the commencement date of the framework and shall be in accordance with BCIS Tender Price Indices or as evidenced to the satisfaction of the instructing client.
4. All items listed below may not be specifically required on every individual project within this LOT. For the purposes of the evaluation each individual item shall be priced or, if included within another item, annotated accordingly identifying which item it is included within. ICN reserves the right to reject any priced schedules submitted with a tender which includes only summary costs or totals which are not fully completed.
5. Should the tenderer deem that a member of the Site Staff and Supervision team will not be required full time on projects within this LOT then the weekly rate shall be adjusted accordingly not the number of weeks. Consideration should be given that the rates inserted will be fixed for future AMP agreements (only subject to inflationary increases as noted above)
6. None of the measured quantities or descriptions are to be altered, all tendering bids are to be based upon a fixed price schedule for consistency.
7. Preliminaries are to be based on the contract period stated above based on timber frame construction. Each item is to be priced based on the relevant contract period. The period stated are for time on site and exclude lead in periods for discharge of pre-start planning conditions. Any other pre-start time costs should be included in the preliminaries. Any items not priced will be deemed not to be required on projects of a similar nature within the afoementioned LOT value range for the duration of the Framework Agreement.
8. Tenderers should allow the percentage for profit and corporate overhead [contractors margin] and these are to include: Contractors profit on net costs. Contracting companies corporate operating overheads on net costs which include cost of premises, employment of non site based staff [with the exception of visiting contract surveyors and construction manager] including estimators, customer care teams, business development managers, buyers, planners, resource, scheduling and programmers, directors and heads of departments, accounts, legal, financing, property costs, administration, IT, human resources, telecoms, transport and vehicles, corporate charges. All contractors contributions to Group overheads [where applicable]
9. The tenderer is to assume Fabric First construction to meet current Building Regulations but is to allow for all Part L uplifts which have been prevalent since June 2022 on a separate line as indicated
10. The tenderer should note that non completion of one schedule will not be a compliant tender - both timber frame and traditional need to be completed
11. The tenderer shall complete the pricing schedule based upon the Affordable Rent specification and Standard House Type layouts (as included within the tender documentation) excluding all abnormal costs.
12. The tenderer shall allow for any cranage and associated works within the timber frame superstructures rate not the preliminaries schedule.
Preliminaries | Quantity | Unit | Rate | Total | Notes
Project specific management and Staff
Project Manager | 86 | weeks |  | 0
Contracts Manager | 86 | weeks |  | 0
Site Engineer | 86 | weeks |  | 0
Site Manager | 86 | weeks |  | 0
Finishing Foreman / Assistant Site Manager | 86 | weeks |  | 0
Labourer (including at handover) | 86 | weeks |  | 0
Quantity Surveying /Commercial Management | 86 | weeks |  | 0
Planner | 86 | weeks |  | 0
Health & Safety Officer | 86 | weeks |  | 0
Site establishment
Delivery of temp accomodation to site and removal on completion | 1 | Item |  | 0
Site office (inc furniture) | 86 | weeks |  | 0
Meeting room (inc furniture) | 86 | weeks |  | 0
Canteens and Kitchens | 86 | weeks |  | 0
Drying room | 86 | weeks |  | 0
Toilets and washrooms | 86 | weeks |  | 0
Secure stores | 86 | weeks |  | 0
Telephones and Photocopiers (connection and charges) | 86 | weeks |  | 0
IT systems with email and internet capability | 86 | weeks |  | 0
Consumables and services associated with site accommodation | 86 | weeks |  | 0
Fire points and fire fighting equipment | 1 | Item |  | 0
Main Contractor's Signboard | 1 | Item |  | 0
Client/Homes England signboard; production, installation and removal (as ER's) | 1 | Item |  | 0
Cleaning
Site cleaning | 86 | weeks |  | 0
Site set up
Tarmac and hardcored compound area | 1 | item |  | 0
Temporary roads including demarcation for safe pedestrian and vehicular routes | 1 | item |  | 0
Temproary fencing to compound area | 1 | item |  | 0
Temporary security fencing to site perimeter | 1 | item |  | 0
Removal of compound on completion; reinstatement | 1 | item |  | 0
Temp Services incl all connections, disconnections and usage
Water supply | 86 | weeks |  | 0
Gas Supply | 86 | weeks |  | 0
Electric supply, Lighting and power | 86 | weeks |  | 0
Drainage | 86 | weeks |  | 0
Security
Night watchman | 86 | weeks |  | 0
Pedestrian gates | 1 | item |  | 0
Vehicular gates | 1 | item |  | 0
CCTV cameras set up costs | 1 | item |  | 0
CCTV weekly charge | 86 | weeks |  | 0
Material distribution
Forklift and driver | 43 | weeks |  | 0
Site plant
Small Dumper | 43 | weeks |  | 0
Mixer | 43 | weeks |  | 0
Road Sweeper including driver and fuel | 43 | weeks |  | 0
Excavator / mini digger including driver and fuel | 43 | weeks |  | 0
Small tools and equiptment | 43 | weeks |  | 0
Health and Safety
1st aid kit | 1 | item |  | 0
Health and safety site visits | 1 | item |  | 0
Falling from heights | 1 | item |  | 0
Scaffolding
External scaffolding including mat | 1 | item |  | 0
Adaption of Scaffolding | 1 | item |  | 0
Internal Scaffolding | 1 | item |  | 0
Fees and charges
Specialist site survey and level survey | 1 | item |  | 0
As built drawings and manuals | 1 | item |  | 0
CDM regulations and health and safety plan | 1 | item |  | 0
Considerate constructors scheme | 1 | item |  | 0
SAP calculations and energy performance certificates | 1 | item |  | 0
Robust details | 1 | item |  | 0
Building Control Fees | 1 | item |  | 0
Planning Condition Discharge Fees | 1 | item |  | 0 | tenderer to assume there are 15 conditions requiring discharge
Adoption Agreements for Section 278, 104 and 38 Agreements | 1 | item |  | 0 | tenderer to assume road and sewers on virtual plan to be adopted
NHBC (or equivalent) 12 year structural warranty cover | 1 | item |  | 0 | tenderer not to include for insolvency cover
Testing and reports
Methane and radon testing and reports | 1 | item |  | 0
Concrete testing and reports | 1 | item |  | 0
Dilapidation Surveys | 1 | Item |  | 0
Sound testing | 1 | item |  | 0
Air pressure tests | 1 | item |  | 0
Handover costs
Snagging costs | 1 | item |  | 0
Contract cleaners | 1 | item |  | 0
Clean to external areas | 1 | item |  | 0
Skips | 15 | no |  | 0
Lorry and tipping charges | 1 | item |  | 0
Resident handover packs | 80 | no |  | 0
Insurances and Guarantees
Project specific Insurance | 1 | Item |  | 0
6.5.1 Insurance | 1 | Item |  | 0
Performance bond / parent company guarantee / insolvency cover |  |  |  | NIL | Contractor to indicate on Supplier Questionnaire
Maintenance period
Defects/Maintenance to dwelling | 80 | no |  | 0
External areas - paths, paving and adopted areas | 1 | item |  | 0
Landscaped areas | 1 | item |  | 0
Total of preliminaries |  |  |  | 0
Total of preliminaries expressed as a weekly cost |  |  |  | 0
Overheads and Profit
Corporate overheads (expressed as a %) |  |  |  | 0%
Profit (expressed as a %) |  |  |  | 0%
Overheads and Profit Total |  |  |  | 0%
Construction Costs
2 bed 3 person house (constructed as a mid mews) | Quantity | Unit | Rate | Total | No of units | Total
Substructures
Traditional strip foundation and lowest floor construction (expressed as GIFA) | 71.6 | m2 |  | 0 | 3 | 0
Superstructures
Superstructures | 71.6 | m2 |  | 0 | 3 | 0
Allowance for Part L June 22 uplift | 1 | item |  | 0 | 3 | 0
Total cost for 2B3P mid mews houses (NDSS) | [5 empty] | 0
2 bed 3 person house (constructed as a semi detached) | Quantity | Unit | Rate | Total | No of units | Total
Substructures
Traditional strip foundation and lowest floor construction (expressed as GIFA) | 71.6 | m2 |  | 0 | 16 | 0
Superstructures
Superstructures | 71.6 | m2 |  | 0 | 16 | 0
Allowance for Part L June 22 uplift | 1 | item |  | 0 | 16 | 0
Total cost for 2B3P semi detached houses (NDSS) | [5 empty] | 0
3 bed 4 person House (constructed as a mid mews) | Quantity | Unit | Rate | Total | No of units | Total
Substructures
Traditional strip foundation and lowest floor construction (expressed as GIFA) | 85.2 | m2 |  | 0 | 7 | 0
Superstructures
Superstructures | 85.2 | m2 |  | 0 | 7 | 0
Allowance for Part L June 22 uplift | 1 | item |  | 0 | 7 | 0
Total cost for 3B4P mid mews houses (Non NDSS) | [5 empty] | 0
3 bed 4 person House (constructed as a semi detached) | Quantity | Unit | Rate | Total | No of units | Total
Substructures
Traditional strip foundation and lowest floor construction (expressed as GIFA) | 85.2 | m2 |  | 0 | 11 | 0
Superstructures
Superstructures | 85.2 | m2 |  | 0 | 11 | 0
Allowance for Part L June 22 uplift | 1 | item |  | 0 | 11 | 0
Total cost for 3B4P semi detached houses (NDSS) | [5 empty] | 0
3 bed 4 person house (constructed as semi detached) (side entrance) | Quantity | Unit | Rate | Total | No of units | Total
Substructures
Traditional strip foundation and lowest floor construction (expressed as GIFA) | 86.1 | m2 |  | 0 | 11 | 0
Superstructures
Superstructures | 86.1 | m2 |  | 0 | 11 | 0
Allowance for Part L June 22 uplift | 1 | item |  | 0 | 11 | 0
Total cost for 3B4P semi detached houses (NDSS) | [5 empty] | 0
3 bed 5 person house (constructed as semi detached) | Quantity | Unit | Rate | Total | No of units | Total
Substructures
Traditional strip foundation and lowest floor construction (expressed as GIFA) | 94.2 | m2 |  | 0 | 22 | 0
Superstructures
Superstructures | 94.2 | m2 |  | 0 | 22 | 0
Allowance for Part L June 22 uplift | 1 | item |  | 0 | 22 | 0
Total cost for 3B5P houses (Non NDSS) | [5 empty] | 0
4 bed 6 person house (constructed as semi detached) | Quantity | Unit | Rate | Total | No of units | Total
Substructures
Traditional strip foundation and lowest floor construction (expressed as GIFA) | 108.3 | m2 |  | 0 | 10 | 0
Superstructures
Superstructures | 108.3 | m2 |  | 0 | 10 | 0
Allowance for Part L June 22 uplift | 1 | item |  | 0 | 10 | 0
Total cost for 4B6P semi detached houses (NDSS) | [5 empty] | 0
EXTERNAL WORKS | Quantity | Unit | Rate | Total
Site Preparation Works
Site Clearance (assume 300mm deep inert to landfil) | 19182 | m² |  | 0
Preparatory Groundworks | 19182 | m² |  | 0
Roads, Paths, Pavings and Surfacings
Adopted Road (tarmac) including all kerbs and dropped kerbs | 1389 | m² |  | 0
Adopted footpath 2m wide (tarmac) including all edgings | 1022 | m² |  | 0
Non Adopted footpath (tarmac) including all edgings | 125 | m² |  | 0
Non Adopted Road and Parking Space (tarmac) including all edgings | 3467 | m² |  | 0
PCC concrete paving 600x600mm (PC sum £40/m2 supply) incl edgings | 2134 | m² |  | 0
Soft Landscaping, Planting and Irrigation Systems
Turf and topsoil (300mm deep) | 6065 | m² |  | 0
External low level Planting including topsoil and mulch | 1515 | m² | 40 | 60600 | PROV SUM
Tree species (PC sum £300) | 134 | no | 300 | 40200 | PROV SUM
Plot timber gates | 86 | no |  | 0
1800mm high close boarded timber fencing, concrete gravel boards and post | 1282 | lm |  | 0
2100mm high close boarded timber fencing, concrete gravel boards and post | 390 | lm |  | 0
External Drainage
Site wide Surface Water and Foul Water Drainage | 1 | item | 290000 | 290000 | PROV SUM
Plot drainage | 80 | item |  | 0
Land Drainage | 1 | item | 20000 | 20000 | PROV SUM
External Services
Water Mains Supply | 1 | item | 82000 | 82000 | PROV SUM
Electricity Mains Supply | 1 | item | 62500 | 62500 | PROV SUM
Gas Mains Supply | 1 | item | 82000 | 82000 | PROV SUM
Telecommunications and other Communication System Connections | 1 | item | 28500 | 28500 | PROV SUM
External Street Lighting Systems | 1 | item | 42000 | 42000 | PROV SUM
Builder's Work In Connection with External Services | 1 | item | 20500 | 20500 | PROV SUM
Total cost for External Works | [5 empty] | 728300
SUMMARY | [5 empty] | TOTAL COST
Preliminaries | [5 empty] | 0
Substructure | [5 empty] | 0
Superstructure | [5 empty] | 0
Part L Uplift | [5 empty] | 0
External Works | [5 empty] | 728300
Post Contract Design Fees at say 3% | [5 empty] | 21849
OH&P | [5 empty] | 0
TOTAL GREENFIELD SITE COST FOR 80 AFFORDABLE RENT UNITS IN TRADITIONAL CONSTRUCTION | [5 empty] | 750149
FINAL SUMMARY
TOTAL GREENFIELD SITE COST FOR 80 AFFORDABLE RENT UNITS IN TRADITIONAL CONSTRUCTION | [5 empty] | 750149
TOTAL GREENFIELD SITE COST FOR 80 AFFORDABLE RENT UNITS IN TIMBER FRAME CONSTRUCTION | [5 empty] | 750149
TOTAL COMBINED SITE COST FOR 80 AFFORDABLE RENT UNITS IN TIMBER FRAME CONSTRUCTION AND 80 UNITS IN TRADITIONAL CONSTRUCTION | [5 empty] | 1500298