## Summary Sheet
INNOVATION CHAIN NORTH
Framework of New build Construction Contractors 2024
PRICING SUMMARY SHEET
TENDERER'S NAME | RP Tyson Construction Limited
SUMMARY OF TOTAL COMBINED COST FOR TIMBER FRAME AND TRADITIONAL CONSTRUCTION
LOT | COMBINED TOTAL
Low Value L1 | 8792871.5674
Low Value L2 | 8792871.5674
Low Value L3 | 458350
Low Value L4 | 458350
Low Value L5 | 458350
High Value H1 | 24706373.8622
High Value H2 | 1500298
NOTE: Where the 'Combined Total' cells above are highlighted red it is taken that the contractor is not tendering for the lot in question. Only pricing in the green highlighted cells will be taken forward.

## Low val Lot 1
INNOVATION CHAIN NORTH
Framework of New build Construction Contractors 2024
PRICING SCHEDULE
TENDERER'S NAME | RP Tyson Construction Limted
LOW VALUE LOT L1
TRADITIONAL CONSTRUCTION
LOCATION | Greater Manchester and Merseyside, Cheshire, Derbyshire West and Staffordshire
Virtual Project Scenario
Nature of project | New Build Affordable Rent Units |  |  | 27 no
Size (m2) and Mix (no) of units | 71.6 | 2B3P House |  | 8 | 572.8 | NDSS
| 85.2 | 3B4P House |  | 10 | 852 | NDSS
| 86.1 | 3B4P House (side) |  | 3 | 258.3 | NDSS
| 94.2 | 3B5P House |  | 6 | 565.2 | NDSS
GIFA (m2) | 2248.3
Site Access | Good access direct from main adopted road network
Vandalism risk | High risk - CCTV required with security guard nights and weekends
Length of Contract | 68 | working weeks
Base Date / Commencement Date | 31st January 2024
Form of Contract | JCT Design and Build 2016 with ICN Amendments
Pricing schedule notes and guidance
1. All rates submitted should be as outlined in the RICS NRM2 Preliminaries (Main Contract)
2. Accommodation and welfare provisions shall be in strict accordance with the CDM Regulations 2015
3. All rates submitted will be applied and used as a basis for the future negotiation of Fixed Price Contracts for all projects within the aforementioned LOT for the full duration of the Framework Agreement. Annual inflationary increases will be applied from the commencement date of the framework and shall be in accordance with BCIS Tender Price Indices or as evidenced to the satisfaction of the instructing client.
4. All items listed below may not be specifically required on every individual project within this LOT. For the purposes of the evaluation each individual item shall be priced or, if included within another item, annotated accordingly identifying which item it is included within. ICN reserves the right to reject any priced schedules submitted with a tender which includes only summary costs or totals which are not fully completed.
5. Should the tenderer deem that a member of the Site Staff and Supervision team will not be required full time on projects within this LOT then the weekly rate shall be adjusted accordingly not the number of weeks. Consideration should be given that the rates inserted will be fixed for future AMP agreements (only subject to inflationary increases as noted above)
6. None of the measured quantities or descriptions are to be altered, all tendering bids are to be based upon a fixed price schedule for consistency.
7. Preliminaries are to be based on the contract period stated above based on traditional masonry construction. Each item is to be priced based on the relevant contract period. The period stated are for time on site and exclude lead in periods for discharge of pre-start planning conditions. Any other pre-start time costs should be included in the preliminaries. Any items not priced will be deemed not to be required on projects of a similar nature within the afoementioned LOT value range for the duration of the Framework Agreement.
8. Tenderers should allow the percentage for profit and corporate overhead [contractors margin] and these are to include: Contractors profit on net costs. Contracting companies corporate operating overheads on net costs which include cost of premises, employment of non site based staff [with the exception of visiting contract surveyors and construction manager] including estimators, customer care teams, business development managers, buyers, planners, resource, scheduling and programmers, directors and heads of departments, accounts, legal, financing, property costs, administration, IT, human resources, telecoms, transport and vehicles, corporate charges. All contractors contributions to Group overheads [where applicable]
9. The tenderer is to assume Fabric First construction to meet current Building Regulations but is to allow for all Part L uplifts which have been prevalent since June 2022 on a separate line as indicated
10. The tenderer should note that non completion of one schedule will not be a compliant tender - both timber frame and traditional need to be completed
11. The tenderer shall complete the pricing schedule based upon the Affordable Rent specification and Standard House Type layouts (as included within the tender documentation) excluding all abnormal costs.
Preliminaries | Quantity | Unit | Rate | Total | Notes
Project specific management and Staff
Project Manager | 68 | weeks | 338 | 22984
Contracts Manager | 68 | weeks | 735 | 49980
Site Engineer | 68 | weeks | 44 | 2992
Site Manager | 68 | weeks | 1346 | 91528
Finishing Foreman / Assistant Site Manager | 68 | weeks | 966 | 65688
Labourer (including at handover) | 68 | weeks | 525 | 35700
Quantity Surveying / Commercial Management | 68 | weeks | 254 | 17272
Planner | 68 | weeks | 73 | 4964
Health & Safety Officer | 68 | weeks | 169 | 11492
Site establishment
Delivery of temp accomodation to site and removal on completion | 1 | Item | 1750 | 1750
Site office (inc furniture) | 68 | weeks | 72 | 4896
Meeting room (inc furniture) | 68 | weeks | 41 | 2788
Canteens and Kitchens | 68 | weeks | 45 | 3060
Drying room | 68 | weeks | 28 | 1904
Toilets and washrooms | 68 | weeks | 46 | 3128
Secure stores | 68 | weeks | 19 | 1292
Telephones and Photocopiers (connection and charges) | 68 | weeks | 15 | 1020
IT systems with email and internet capability | 68 | weeks | 0 | 0 | Included in Telephones
Consumables and services associated with site accommodation | 68 | weeks | 56 | 3808
Fire points and fire fighting equipment | 1 | Item | 0 | 0 | Included in Consumables
Main Contractor's Signboard | 1 | Item | 1500 | 1500
Client/Homes England signboard; production, installation and removal (as ER's) | 1 | Item | 0 | 0 | Included in Main Contractor's Signboard
Cleaning
Site cleaning | 68 | weeks | 132 | 8976
Site set up
Tarmac and hardcore compound area | 1 | item | 2700 | 2700
Temporary roads incl demarcation for safe pedestrian and vehicular routes | 1 | item | 28594 | 28594
Temproary fencing to compound area | 1 | item | 5600 | 5600
Temporary security fencing to site perimeter | 1 | item | 35977 | 35977
Removal of compound on completion; reinstatement | 1 | item | 0 | 0 | Included in Temporary roads cost above
Temp Services incl all connections, disconnections and usage
Water supply | 68 | weeks | 125 | 8500
Gas Supply | 68 | weeks | 0 | 0 | We would not require a temporary gas supply
Electric supply, Lighting and power | 68 | weeks | 353 | 24004
Drainage | 68 | weeks | 0 | 0 | Included in Consumables
Security
Night watchman | 68 | weeks | 1269 | 86292
Pedestrian gates | 1 | item | 788 | 788
Vehicular gates | 1 | item | 1269 | 1269
CCTV cameras set up costs | 1 | item | 0 | 0 | Included in weekly charge
CCTV weekly charge | 68 | weeks | 225 | 15300
Material distribution
Forklift and driver | 34 | weeks | 2921 | 99314
Site plant
Small Dumper | 34 | weeks | 0 | 0 | Included in groundwork rates
Mixer | 34 | weeks | 29 | 986
Road Sweeper including driver and fuel | 34 | weeks | 118 | 4012
Excavator / mini digger including driver and fuel | 34 | weeks | 0 | 0 | Included in groundwork rates
Small tools and equiptment | 34 | weeks | 140 | 4760
Health and Safety
1st aid kit | 1 | item | 0 | 0 | Included in Consumables
Health and safety site visits | 1 | item | 0 | 0 | Included in Health & Safety Officer cost
Falling from heights | 1 | item | 0 | 0 | Included in scaffolding costs
Scaffolding
External scaffolding including mat | 1 | item | 84653 | 84653
Adaption of Scaffolding | 1 | item | 2932 | 2932
Internal Scaffolding | 1 | item | 19701 | 19701
Fees and charges
Specialist site survey and level survey | 1 | item | 0 | 0 | Included in Site Engineer cost
As built drawings and manuals | 1 | item | 0 | 0 | By architect/engineer
CDM regulations and health and safety plan | 1 | item | 0 | 0 | Included in Health & Safety Officer cost
Considerate constructors scheme | 1 | item | 1150 | 1150
SAP calculations and energy performance certificates | 1 | item | 4887 | 4887
Robust details | 1 | item | 1013 | 1013
Building Control Fees | 1 | item | 6021 | 6021
Planning Condition Discharge Fees | 15 | no | 23 | 345 | tenderer to assume there are 15 conditions requiring discharge
Adoption Agreements for Section 278, 104 and 38 Agreements | 1 | item | 47353 | 47353 | tenderer to assume road and sewers on virtual plan to be adopted
NHBC (or equivalent) 12 year structural warranty cover | 1 | item | 36068 | 36068 | tenderer not to include for insolvency cover
Testing and reports
Methane and radon testing and reports | 1 | item | 1000 | 1000
Concrete testing and reports | 1 | item | 100 | 100
Dilapidation Surveys | 1 | Item | 0 | 0 | Included in Contracts Manager cost
Sound testing | 1 | item | 0 | 0 | Not required if registering with Robust Details
Air pressure tests | 1 | item | 1755 | 1755
Handover costs
Snagging costs / inspections | 1 | item | 0 | 0 | Included in Contracts Manager/Site Manager cost
Contract cleaners | 1 | item | 11475 | 11475
Clean to external areas | 1 | item | 0 | 0 | Included in Contract Cleaners cost
Skips | 8 | no | 2329 | 18632
Lorry and tipping charges | 1 | item | 0 | 0 | Included in groundwork rates
Resident handover packs | 27 | no | 0 | 0 | Included in Health & Safety Officer cost
Insurances and Guarantees
Project specific Insurances | 1 | Item | 12900 | 12900
6.5.1 Insurance | 1 | Item | 4500 | 4500
Performance bond / parent company guarantee / insolvency cover |  |  |  | NIL | Contractor to indicate on Supplier Questionnaire
Maintenance period
Defects / Maintenance to dwellings | 27 | no | 150 | 4050
External areas - paths, paving and adopted areas | 1 | item | 0 | 0 | Included in Landscaped areas
Landscaped areas | 1 | item | 2000 | 2000
Total of preliminaries |  |  |  | 915353
Total of preliminaries expressed as a weekly cost |  |  |  | 13461.0735
Overheads and Profit
Corporate overheads (expressed as a %) |  |  |  | 4.75%
Profit (expressed as a %) |  |  |  | 1.25%
Overheads and Profit Total |  |  |  | 6%
Construction Costs
2 bed 3 person house (constructed as a mid mews) | Quantity | Unit | Rate | Total | No of units | Total
Substructures
Traditional strip foundation and lowest floor construction (expressed as GIFA) | 71.6 | m2 | 99 | 7088.4 | 3 | 21265.2
Superstructures
Superstructures | 71.6 | m2 | 898 | 64296.8 | 3 | 192890.4
Allowance for Part L June 22 uplift | 1 | item | 3007 | 3007 | 3 | 9021
Total cost for 2B3P mid mews houses (NDSS) | [5 empty] | 223176.6
2 bed 3 person house (constructed as a semi detached) | Quantity | Unit | Rate | Total | No of units | Total
Substructures
Traditional strip foundation and lowest floor construction (expressed as GIFA) | 71.6 | m2 | 99 | 7088.4 | 5 | 35442
Superstructures
Superstructures | 71.6 | m2 | 898 | 64296.8 | 5 | 321484
Allowance for Part L June 22 uplift | 1 | item | 3007 | 3007 | 5 | 15035
Total cost for 2B3P semi detached houses (NDSS) | [5 empty] | 371961
3 bed 4 person House (constructed as a semi detached) | Quantity | Unit | Rate | Total | No of units | Total
Substructures
Traditional strip foundation and lowest floor construction (expressed as GIFA) | 85.2 | m2 | 99 | 8434.8 | 10 | 84348
Superstructures
Superstructures | 85.2 | m2 | 898 | 76509.6 | 10 | 765096
Allowance for Part L June 22 uplift | 1 | item | 3578 | 3578 | 10 | 35780
Total cost for 3B4P semi detached houses (NDSS) | [5 empty] | 885224
3 bed 4 person House (constructed as a semi detached) (side entrance) | Quantity | Unit | Rate | Total | No of units | Total
Substructures
Traditional strip foundation and lowest floor construction (expressed as GIFA) | 86.1 | m2 | 99 | 8523.9 | 3 | 25571.7
Superstructures
Superstructures | 86.1 | m2 | 898 | 77317.8 | 3 | 231953.4
Allowance for Part L June 22 uplift | 1 | item | 3616 | 3616 | 3 | 10848
Total cost for 3B4P semi detached houses (NDSS) | [5 empty] | 268373.1
3 bed 5 person house (constructed as semi detached) | Quantity | Unit | Rate | Total | No of units | Total
Substructures
Traditional strip foundation and lowest floor construction (expressed as GIFA) | 94.2 | m2 | 99 | 9325.8 | 6 | 55954.8
Superstructures
Superstructures | 94.2 | m2 | 898 | 84591.6 | 6 | 507549.6
Allowance for Part L June 22 uplift | 1 | item | 3956 | 3956 | 6 | 23736
Total cost for 3B5P houses (NDSS) | [5 empty] | 587240.4
EXTERNAL WORKS | Quantity | Unit | Rate | Total
Site Preparation Works
Site Clearance (assume 300mm deep inert to landfil) | 7942 | m² | 12 | 95304
Preparatory Groundworks | 7942 | m² | 1 | 7942
Roads, Paths, Pavings and Surfacings
Adopted Road (tarmac) including all kerbs and dropped kerbs | 814 | m² | 102 | 83028
Adopted footpath 2m wide (tarmac) including all edgings | 592 | m² | 60 | 35520
Non Adopted footpath (tarmac) including all edgings | nil | m² |  | 0
Non Adopted Road and Parking Space (tarmac) including all edgings | 900 | m² | 58 | 52200
PCC concrete paving 600x600mm (PC sum £40/m2 supply) incl edgings | 1225 | m² | 65 | 79625
Soft Landscaping, Planting and Irrigation Systems
Turf and topsoil (300mm deep) | 2639 | m² | 18 | 47502
External low level Planting including topsoil and mulch | 660 | m² | 40 | 26400 | PROV SUM
Tree species (PC sum £300) | 67 | no | 300 | 20100 | PROV SUM
Plot timber gates | 29 | no | 237 | 6873
1800mm high close boarded timber fencing, concrete gravel boards and post | 507 | lm | 62 | 31434
2100mm high close boarded timber fencing, concrete gravel boards and post | 401 | lm | 72 | 28872
External Drainage
Site wide Surface Water and Foul Water Drainage | 1 | item | 81000 | 81000 | PROV SUM
Plot drainage | 27 | item | 3802 | 102654
Land Drainage | 1 | item | 6000 | 6000 | PROV SUM
External Services
Water Mains Supply | 1 | item | 23000 | 23000 | PROV SUM
Electricity Mains Supply | 1 | item | 17250 | 17250 | PROV SUM
Gas Mains Supply | 1 | item | 23000 | 23000 | PROV SUM
Telecommunications and other Communication System Connections | 1 | item | 8250 | 8250 | PROV SUM
External Street Lighting Systems | 1 | item | 11500 | 11500 | PROV SUM
Builder's Work In Connection with External Services | 1 | item | 6000 | 6000 | PROV SUM
Total cost for External Works | [5 empty] | 793454
SUMMARY | [5 empty] | TOTAL COST
Preliminaries | [5 empty] | 915353
Substructure | [5 empty] | 222581.7
Superstructure | [5 empty] | 2018973.4
Part L Uplift | [5 empty] | 94420
External Works | [5 empty] | 793454
Post Contract Design Fees at say 3% | [5 empty] | 121343.463
OH&P | [5 empty] | 249967.5338
TOTAL GREENFIELD SITE COST FOR 27 AFFORDABLE RENT UNITS IN TRADITIONAL CONSTRUCTION | [5 empty] | 4416093.0968
INNOVATION CHAIN NORTH
Framework of New build Construction Contractors 2024
PRICING SCHEDULE
TENDERER'S NAME | RP Tyson Construction Limted
LOW VALUE LOT L1
TIMBER FRAME CONSTRUCTION
LOCATION | Greater Manchester and Merseyside, Cheshire, Derbyshire West and Staffordshire
Virtual Project Scenario
Nature of project | New Build Affordable Rent Units |  |  | 27 no
Size (m2) and Mix (no) of units | 71.6 | 2B3P House |  | 8 | 572.8 | NDSS
| 85.2 | 3B4P House |  | 10 | 852 | NDSS
| 86.1 | 3B4P House (side) |  | 3 | 258.3 | NDSS
| 94.2 | 3B5P House |  | 6 | 565.2 | NDSS
GIFA (m2) | 2248.3
Site Access | Good access direct from main road network
Vandalism risk | High risk - CCTV required with security guard nights and weekends
Length of Contract | 52 | working weeks
Base Date / Commencement Date | 31st January 2024
Form of Contract | JCT design and build 2016 with ICN Amendments
Pricing schedule notes and guidance
1. All rates submitted should be as outlined in the RICS NRM2 Preliminaries (Main Contract)
2. Accommodation and welfare provisions shall be in strict accordance with the CDM Regulations 2015
3. All rates submitted will be applied and used as a basis for the future negotiation of Fixed Price Contracts for all projects within the aforementioned LOT for the full duration of the Framework Agreement. Annual inflationary increases will be applied from the commencement date of the framework and shall be in accordance with BCIS Tender Price Indices or as evidenced to the satisfaction of the instructing client.
4. All items listed below may not be specifically required on every individual project within this LOT. For the purposes of the evaluation each individual item shall be priced or, if included within another item, annotated accordingly identifying which item it is included within. ICN reserves the right to reject any priced schedules submitted with a tender which includes only summary costs or totals which are not fully completed.
5. Should the tenderer deem that a member of the Site Staff and Supervision team will not be required full time on projects within this LOT then the weekly rate shall be adjusted accordingly not the number of weeks. Consideration should be given that the rates inserted will be fixed for future AMP agreements (only subject to inflationary increases as noted above)
6. None of the measured quantities or descriptions are to be altered, all tendering bids are to be based upon a fixed price schedule for consistency.
7. Preliminaries are to be based on the contract period stated above based on timber frame construction. Each item is to be priced based on the relevant contract period. The period stated are for time on site and exclude lead in periods for discharge of pre-start planning conditions. Any other pre-start time costs should be included in the preliminaries. Any items not priced will be deemed not to be required on projects of a similar nature within the afoementioned LOT value range for the duration of the Framework Agreement.
8. Tenderers should allow the percentage for profit and corporate overhead [contractors margin] and these are to include: Contractors profit on net costs. Contracting companies corporate operating overheads on net costs which include cost of premises, employment of non site based staff [with the exception of visiting contract surveyors and construction manager] including estimators, customer care teams, business development managers, buyers, planners, resource, scheduling and programmers, directors and heads of departments, accounts, legal, financing, property costs, administration, IT, human resources, telecoms, transport and vehicles, corporate charges. All contractors contributions to Group overheads [where applicable]
9. The tenderer is to assume Fabric First construction to meet current Building Regulations but is to allow for all Part L uplifts which have been prevalent since June 2022 on a separate line as indicated
10. The tenderer should note that non completion of one schedule will not be a compliant tender - both timber frame and traditional need to be completed
11. The tenderer shall complete the pricing schedule based upon the Affordable Rent specification and Standard House Type layouts (as included within the tender documentation) excluding all abnormal costs.
12. The tenderer shall allow for any cranage and associated works within the timber frame superstructures rate not the preliminaries schedule.
Preliminaries | Quantity | Unit | Rate | Total | Notes
Project specific management and Staff
Project Manager | 52 | weeks | 378 | 19656
Contracts Manager | 52 | weeks | 819 | 42588
Site Engineer | 52 | weeks | 58 | 3016
Site Manager | 52 | weeks | 1501 | 78052
Finishing Foreman / Assistant Site Manager | 52 | weeks | 1077 | 56004
Labourer (including at handover) | 52 | weeks | 586 | 30472
Quantity Surveying /Commercial Management | 52 | weeks | 283 | 14716
Planner | 52 | weeks | 82 | 4264
Health & Safety Officer | 52 | weeks | 189 | 9828
Site establishment
Delivery of temp accomodation to site and removal on completion | 1 | Item | 1750 | 1750
Site office (inc furniture) | 52 | weeks | 84 | 4368
Meeting room (inc furniture) | 52 | weeks | 45 | 2340
Canteens and Kitchens | 52 | weeks | 50 | 2600
Drying room | 52 | weeks | 30 | 1560
Toilets and washrooms | 52 | weeks | 50 | 2600
Secure stores | 52 | weeks | 25 | 1300
Telephones and Photocopiers (connection and charges) | 52 | weeks | 19 | 988
IT systems with email and internet capability | 52 | weeks | 0 | 0 | Included in Telephones
Consumables and services associated with site accommodation | 52 | weeks | 63 | 3276
Fire points and fire fighting equipment | 1 | Item | 0 | 0 | Included in Consumables
Main Contractor's Signboard | 1 | Item | 1500 | 1500
Client/Homes England signboard; production, installation and removal (as ER's) | 1 | Item | 0 | 0 | Included in Main Contractor's Signboard
Cleaning
Site cleaning | 52 | weeks | 173 | 8996
Site set up
Tarmac and hardcored compound area | 1 | item | 2700 | 2700
Temporary roads including demarcation for safe pedestrian and vehicular routes | 1 | item | 48094 | 48094
Temproary fencing to compound area | 1 | item | 5600 | 5600
Temporary security fencing to site perimeter | 1 | item | 35977 | 35977
Removal of compound on completion; reinstatement | 1 | item | 0 | 0 | Included in Temporary roads cost above
Temp Services incl all connections, disconnections and usage
Water supply | 52 | weeks | 155 | 8060
Gas Supply | 52 | weeks | 0 | 0 | We would not require a temporary gas supply
Electric supply, Lighting and power | 52 | weeks | 405 | 21060
Drainage | 52 | weeks | 0 | 0 | Included in Consumables
Security
Night watchman | 52 | weeks | 1415 | 73580
Pedestrian gates | 1 | item | 788 | 788
Vehicular gates | 1 | item | 1575 | 1575
CCTV cameras set up costs | 1 | item | 0 | 0 | Included in weekly charge
CCTV weekly charge | 52 | weeks | 251 | 13052
Material distribution
Forklift and driver | 26 | weeks | 3236 | 84136
Site plant
Small Dumper | 26 | weeks | 0 | 0 | Included in groundwork rates
Mixer | 26 | weeks | 38 | 988
Road Sweeper including driver and fuel | 26 | weeks | 154 | 4004
Excavator / mini digger including driver and fuel | 26 | weeks | 0 | 0 | Included in groundwork rates
Small tools and equiptment | 26 | weeks | 156 | 4056
Health and Safety
1st aid kit | 1 | item | 0 | 0 | Included in Consumables
Health and safety site visits | 1 | item | 0 | 0 | Included in Health & Safety Officer cost
Falling from heights | 1 | item | 0 | 0 | Included in scaffolding costs
Scaffolding
External scaffolding including mat | 1 | item | 84653 | 84653
Adaption of Scaffolding | 1 | item | 2932 | 2932
Internal Scaffolding | 1 | item | 0 | 0 | By Timber Frame subcontractor
Fees and charges
Specialist site survey and level survey | 1 | item | 0 | 0 | Included in Site Engineer cost
As built drawings and manuals | 1 | item | 0 | 0 | By architect/engineer
CDM regulations and health and safety plan | 1 | item | 0 | 0 | Included in Health & Safety Officer cost
Considerate constructors scheme | 1 | item | 1150 | 1150
SAP calculations and energy performance certificates | 1 | item | 4887 | 4887
Robust details | 1 | item | 1013 | 1013
Building Control Fees | 1 | item | 6021 | 6021
Planning Condition Discharge Fees | 15 | no | 23 | 345 | tenderer to assume there are 15 conditions requiring discharge
Adoption Agreements for Section 278, 104 and 38 Agreements | 1 | item | 47353 | 47353 | tenderer to assume road and sewers on virtual plan to be adopted
NHBC (or equivalent) 12 year structural warranty cover | 1 | item | 36068 | 36068 | tenderer not to include for insolvency cover
Testing and reports
Methane and radon testing and reports | 1 | item | 1000 | 1000
Concrete testing and reports | 1 | item | 100 | 100
Dilapidation Surveys | 1 | Item | 0 | 0 | Included in Contracts Manager cost
Sound testing | 1 | item | 0 | 0 | Not required if registering with Robust Details
Air pressure tests | 1 | item | 1755 | 1755
Handover costs
Snagging costs | 1 | item | 0 | 0 | Included in Contracts Manager/Site Manager cost
Contract cleaners | 1 | item | 11475 | 11475
Clean to external areas | 1 | item | 0 | 0 | Included in Contract Cleaners cost
Skips | 8 | no | 2329 | 18632
Lorry and tipping charges | 1 | item | 0 | 0 | Included in groundwork rates
Resident handover packs | 27 | no | 0 | 0 | Included in Health & Safety Officer cost
Insurances and Guarantees
Project specific Insurance | 1 | Item | 12900 | 12900
6.5.1 Insurance | 1 | Item | 4500 | 4500
Performance bond / parent company guarantee / insolvency cover |  |  |  | NIL | Contractor to indicate on Supplier Questionnaire
Maintenance period
Defects/Maintenance to dwelling | 27 | no | 150 | 4050
External areas - paths, paving and adopted areas | 1 | item | 0 | 0 | Included in Landscaped areas
Landscaped areas | 1 | item | 2000 | 2000
Total of preliminaries |  |  |  | 834378
Total of preliminaries expressed as a weekly cost |  |  |  | 16045.7308
Overheads and Profit
Corporate overheads (expressed as a %) |  |  |  | 4.75%
Profit (expressed as a %) |  |  |  | 1.25%
Overheads and Profit Total |  |  |  | 6%
Construction Costs
2 bed 3 person house (constructed as a mid mews) | Quantity | Unit | Rate | Total | No of units | Total
Substructures
Traditional strip foundation and lowest floor construction (expressed as GIFA) | 71.6 | m2 | 99 | 7088.4 | 3 | 21265.2
Superstructures
Superstructures | 71.6 | m2 | 918 | 65728.8 | 3 | 197186.4
Allowance for Part L June 22 uplift | 1 | item | 3007 | 3007 | 3 | 9021
Total cost for 2B3P mid mews houses (NDSS) | [5 empty] | 227472.6
2 bed 3 person house (constructed as a semi detached) | Quantity | Unit | Rate | Total | No of units | Total
Substructures
Traditional strip foundation and lowest floor construction (expressed as GIFA) | 71.6 | m2 | 99 | 7088.4 | 5 | 35442
Superstructures
Superstructures | 71.6 | m2 | 918 | 65728.8 | 5 | 328644
Allowance for Part L June 22 uplift | 1 | item | 3007 | 3007 | 5 | 15035
Total cost for 2B3P semi detached houses (NDSS) | [5 empty] | 379121
3 bed 4 person House (constructed as a semi detached) | Quantity | Unit | Rate | Total | No of units | Total
Substructures
Traditional strip foundation and lowest floor construction (expressed as GIFA) | 85.2 | m2 | 99 | 8434.8 | 10 | 84348
Superstructures
Superstructures | 85.2 | m2 | 918 | 78213.6 | 10 | 782136
Allowance for Part L June 22 uplift | 1 | item | 3578 | 3578 | 10 | 35780
Total cost for 3B4P semi detached houses (NDSS) | [5 empty] | 902264
3 bed 4 person House (constructed as a semi detached) (side entrance) | Quantity | Unit | Rate | Total | No of units | Total
Substructures
Traditional strip foundation and lowest floor construction (expressed as GIFA) | 86.1 | m2 | 99 | 8523.9 | 3 | 25571.7
Superstructures
Superstructures | 86.1 | m2 | 918 | 79039.8 | 3 | 237119.4
Allowance for Part L June 22 uplift | 1 | item | 3616 | 3616 | 3 | 10848
Total cost for 3B4P semi detached houses (NDSS) | [5 empty] | 273539.1
3 bed 5 person house (constructed as semi detached) | Quantity | Unit | Rate | Total | No of units | Total
Substructures
Traditional strip foundation and lowest floor construction (expressed as GIFA) | 94.2 | m2 | 99 | 9325.8 | 6 | 55954.8
Superstructures
Superstructures | 94.2 | m2 | 918 | 86475.6 | 6 | 518853.6
Allowance for Part L June 22 uplift | 1 | item | 3956 | 3956 | 6 | 23736
Total cost for 3B5P houses (NDSS) | [5 empty] | 598544.4
EXTERNAL WORKS | Quantity | Unit | Rate | Total
Site Preparation Works
Site Clearance (assume 300mm deep inert to landfil) | 7942 | m² | 12 | 95304
Preparatory Groundworks | 7942 | m² | 1 | 7942
Roads, Paths, Pavings and Surfacings
Adopted Road (tarmac) including all kerbs and dropped kerbs | 814 | m² | 102 | 83028
Adopted footpath 2m wide (tarmac) including all edgings | 592 | m² | 60 | 35520
Non Adopted footpath (tarmac) including all edgings | nil | m² |  | 0
Non Adopted Road and Parking Space (tarmac) including all edgings | 900 | m² | 58 | 52200
PCC concrete paving 600x600mm (PC sum £40/m2 supply) incl edgings | 1225 | m² | 65 | 79625
Soft Landscaping, Planting and Irrigation Systems
Turf and topsoil (300mm deep) | 2639 | m² | 18 | 47502
External low level Planting including topsoil and mulch | 660 | m² | 40 | 26400 | PROV SUM
Tree species (PC sum £300) | 67 | no | 300 | 20100 | PROV SUM
Plot timber gates | 29 | no | 237 | 6873
1800mm high close boarded timber fencing, concrete gravel boards and post | 507 | lm | 62 | 31434
2100mm high close boarded timber fencing, concrete gravel boards and post | 401 | lm | 72 | 28872
External Drainage
Site wide Surface Water and Foul Water Drainage | 1 | item | 81000 | 81000 | PROV SUM
Plot drainage | 27 | item | 3802 | 102654
Land Drainage | 1 | item | 6000 | 6000 | PROV SUM
External Services
Water Mains Supply | 1 | item | 23000 | 23000 | PROV SUM
Electricity Mains Supply | 1 | item | 17250 | 17250 | PROV SUM
Gas Mains Supply | 1 | item | 23000 | 23000 | PROV SUM
Telecommunications and other Communication System Connections | 1 | item | 8250 | 8250 | PROV SUM
External Street Lighting Systems | 1 | item | 11500 | 11500 | PROV SUM
Builder's Work In Connection with External Services | 1 | item | 6000 | 6000 | PROV SUM
Total cost for External Works | [5 empty] | 793454
SUMMARY | [5 empty] | TOTAL COST
Preliminaries | [5 empty] | 834378
Substructure | [5 empty] | 222581.7
Superstructure | [5 empty] | 2063939.4
Part L Uplift | [5 empty] | 94420
External Works | [5 empty] | 793454
Post Contract Design Fees at say 3% | [5 empty] | 120263.193
OHP | [5 empty] | 247742.1776
TOTAL GREENFIELD SITE COST FOR 27 AFFORDABLE RENT UNITS IN TIMBER FRAME CONSTRUCTION | [5 empty] | 4376778.4706
FINAL SUMMARY
TOTAL GREENFIELD SITE COST FOR 27 AFFORDABLE RENT UNITS IN TRADITIONAL CONSTRUCTION | [5 empty] | 4416093.0968
TOTAL GREENFIELD SITE COST FOR 27 AFFORDABLE RENT UNITS IN TIMBER FRAME CONSTRUCTION | [5 empty] | 4376778.4706
TOTAL COMBINED SITE COST FOR 27 AFFORDABLE RENT UNITS IN TIMBER FRAME CONSTRUCTION AND 27 UNITS IN TRADITIONAL CONSTRUCTION | [5 empty] | 8792871.5674

## Low val Lot 2
INNOVATION CHAIN NORTH
Framework of New build Construction Contractors 2024
PRICING SCHEDULE
TENDERER'S NAME | RP Tyson Construction Limted
LOW VALUE LOT L2
TRADITIONAL CONSTRUCTION
LOCATION | Lancashire and Cumbria
Virtual Project Scenario
Nature of project | New Build Affordable Rent Units |  |  | 27 no
Size (m2) and Mix (no) of units | 71.6 | 2B3P House |  | 8 | 572.8 | NDSS
| 85.2 | 3B4P House |  | 10 | 852 | NDSS
| 86.1 | 3B4P House (side) |  | 3 | 258.3 | NDSS
| 94.2 | 3B5P House |  | 6 | 565.2 | NDSS
GIFA (m2) | 2248.3
Site Access | Good access direct from main adopted road network
Vandalism risk | High risk - CCTV required with security guard nights and weekends
Length of Contract | 68 | working weeks
Base Date / Commencement Date | 31st January 2024
Form of Contract | JCT Design and Build 2016 with ICN Amendments
Pricing schedule notes and guidance
1. All rates submitted should be as outlined in the RICS NRM2 Preliminaries (Main Contract)
2. Accommodation and welfare provisions shall be in strict accordance with the CDM Regulations 2015
3. All rates submitted will be applied and used as a basis for the future negotiation of Fixed Price Contracts for all projects within the aforementioned LOT for the full duration of the Framework Agreement. Annual inflationary increases will be applied from the commencement date of the framework and shall be in accordance with BCIS Tender Price Indices or as evidenced to the satisfaction of the instructing client.
4. All items listed below may not be specifically required on every individual project within this LOT. For the purposes of the evaluation each individual item shall be priced or, if included within another item, annotated accordingly identifying which item it is included within. ICN reserves the right to reject any priced schedules submitted with a tender which includes only summary costs or totals which are not fully completed.
5. Should the tenderer deem that a member of the Site Staff and Supervision team will not be required full time on projects within this LOT then the weekly rate shall be adjusted accordingly not the number of weeks. Consideration should be given that the rates inserted will be fixed for future AMP agreements (only subject to inflationary increases as noted above)
6. None of the measured quantities or descriptions are to be altered, all tendering bids are to be based upon a fixed price schedule for consistency.
7. Preliminaries are to be based on the contract period stated above based on traditional masonry construction. Each item is to be priced based on the relevant contract period. The period stated are for time on site and exclude lead in periods for discharge of pre-start planning conditions. Any other pre-start time costs should be included in the preliminaries. Any items not priced will be deemed not to be required on projects of a similar nature within the afoementioned LOT value range for the duration of the Framework Agreement.
8. Tenderers should allow the percentage for profit and corporate overhead [contractors margin] and these are to include: Contractors profit on net costs. Contracting companies corporate operating overheads on net costs which include cost of premises, employment of non site based staff [with the exception of visiting contract surveyors and construction manager] including estimators, customer care teams, business development managers, buyers, planners, resource, scheduling and programmers, directors and heads of departments, accounts, legal, financing, property costs, administration, IT, human resources, telecoms, transport and vehicles, corporate charges. All contractors contributions to Group overheads [where applicable]
9. The tenderer is to assume Fabric First construction to meet current Building Regulations but is to allow for all Part L uplifts which have been prevalent since June 2022 on a separate line as indicated
10. The tenderer should note that non completion of one schedule will not be a compliant tender - both timber frame and traditional need to be completed
11. The tenderer shall complete the pricing schedule based upon the Affordable Rent specification and Standard House Type layouts (as included within the tender documentation) excluding all abnormal costs.
Preliminaries | Quantity | Unit | Rate | Total | Notes
Project specific management and Staff
Project Manager | 68 | weeks | 338 | 22984
Contracts Manager | 68 | weeks | 735 | 49980
Site Engineer | 68 | weeks | 44 | 2992
Site Manager | 68 | weeks | 1346 | 91528
Finishing Foreman / Assistant Site Manager | 68 | weeks | 966 | 65688
Labourer (including at handover) | 68 | weeks | 525 | 35700
Quantity Surveying / Commercial Management | 68 | weeks | 254 | 17272
Planner | 68 | weeks | 73 | 4964
Health & Safety Officer | 68 | weeks | 169 | 11492
Site establishment
Delivery of temp accomodation to site and removal on completion | 1 | Item | 1750 | 1750
Site office (inc furniture) | 68 | weeks | 72 | 4896
Meeting room (inc furniture) | 68 | weeks | 41 | 2788
Canteens and Kitchens | 68 | weeks | 45 | 3060
Drying room | 68 | weeks | 28 | 1904
Toilets and washrooms | 68 | weeks | 46 | 3128
Secure stores | 68 | weeks | 19 | 1292
Telephones and Photocopiers (connection and charges) | 68 | weeks | 15 | 1020
IT systems with email and internet capability | 68 | weeks | 0 | 0 | Included in Telephones
Consumables and services associated with site accommodation | 68 | weeks | 56 | 3808
Fire points and fire fighting equipment | 1 | Item | 0 | 0 | Included in Consumables
Main Contractor's Signboard | 1 | Item | 1500 | 1500
Client/Homes England signboard; production, installation and removal (as ER's) | 1 | Item | 0 | 0 | Included in Main Contractor's Signboard
Cleaning
Site cleaning | 68 | weeks | 132 | 8976
Site set up
Tarmac and hardcore compound area | 1 | item | 2700 | 2700
Temporary roads incl demarcation for safe pedestrian and vehicular routes | 1 | item | 28594 | 28594
Temproary fencing to compound area | 1 | item | 5600 | 5600
Temporary security fencing to site perimeter | 1 | item | 35977 | 35977
Removal of compound on completion; reinstatement | 1 | item | 0 | 0 | Included in Temporary roads cost above
Temp Services incl all connections, disconnections and usage
Water supply | 68 | weeks | 125 | 8500
Gas Supply | 68 | weeks | 0 | 0 | We would not require a temporary gas supply
Electric supply, Lighting and power | 68 | weeks | 353 | 24004
Drainage | 68 | weeks | 0 | 0 | Included in Consumables
Security
Night watchman | 68 | weeks | 1269 | 86292
Pedestrian gates | 1 | item | 788 | 788
Vehicular gates | 1 | item | 1269 | 1269
CCTV cameras set up costs | 1 | item | 0 | 0 | Included in weekly charge
CCTV weekly charge | 68 | weeks | 225 | 15300
Material distribution
Forklift and driver | 34 | weeks | 2921 | 99314
Site plant
Small Dumper | 34 | weeks | 0 | 0 | Included in groundwork rates
Mixer | 34 | weeks | 29 | 986
Road Sweeper including driver and fuel | 34 | weeks | 118 | 4012
Excavator / mini digger including driver and fuel | 34 | weeks | 0 | 0 | Included in groundwork rates
Small tools and equiptment | 34 | weeks | 140 | 4760
Health and Safety
1st aid kit | 1 | item | 0 | 0 | Included in Consumables
Health and safety site visits | 1 | item | 0 | 0 | Included in Health & Safety Officer cost
Falling from heights | 1 | item | 0 | 0 | Included in scaffolding costs
Scaffolding
External scaffolding including mat | 1 | item | 84653 | 84653
Adaption of Scaffolding | 1 | item | 2932 | 2932
Internal Scaffolding | 1 | item | 19701 | 19701
Fees and charges
Specialist site survey and level survey | 1 | item | 0 | 0 | Included in Site Engineer cost
As built drawings and manuals | 1 | item | 0 | 0 | By architect/engineer
CDM regulations and health and safety plan | 1 | item | 0 | 0 | Included in Health & Safety Officer cost
Considerate constructors scheme | 1 | item | 1150 | 1150
SAP calculations and energy performance certificates | 1 | item | 4887 | 4887
Robust details | 1 | item | 1013 | 1013
Building Control Fees | 1 | item | 6021 | 6021
Planning Condition Discharge Fees | 15 | no | 23 | 345 | tenderer to assume there are 15 conditions requiring discharge
Adoption Agreements for Section 278, 104 and 38 Agreements | 1 | item | 47353 | 47353 | tenderer to assume road and sewers on virtual plan to be adopted
NHBC (or equivalent) 12 year structural warranty cover | 1 | item | 36068 | 36068 | tenderer not to include for insolvency cover
Testing and reports
Methane and radon testing and reports | 1 | item | 1000 | 1000
Concrete testing and reports | 1 | item | 100 | 100
Dilapidation Surveys | 1 | Item | 0 | 0 | Included in Contracts Manager cost
Sound testing | 1 | item | 0 | 0 | Not required if registering with Robust Details
Air pressure tests | 1 | item | 1755 | 1755
Handover costs
Snagging costs / inspections | 1 | item | 0 | 0 | Included in Contracts Manager/Site Manager cost
Contract cleaners | 1 | item | 11475 | 11475
Clean to external areas | 1 | item | 0 | 0 | Included in Contract Cleaners cost
Skips | 8 | no | 2329 | 18632
Lorry and tipping charges | 1 | item | 0 | 0 | Included in groundwork rates
Resident handover packs | 27 | no | 0 | 0 | Included in Health & Safety Officer cost
Insurances and Guarantees
Project specific Insurances | 1 | Item | 12900 | 12900
6.5.1 Insurance | 1 | Item | 4500 | 4500
Performance bond / parent company guarantee / insolvency cover |  |  |  | NIL | Contractor to indicate on Supplier Questionnaire
Maintenance period
Defects / Maintenance to dwellings | 27 | no | 150 | 4050
External areas - paths, paving and adopted areas | 1 | item | 0 | 0 | Included in Landscaped areas
Landscaped areas | 1 | item | 2000 | 2000
Total of preliminaries |  |  |  | 915353
Total of preliminaries expressed as a weekly cost |  |  |  | 13461.0735
Overheads and Profit
Corporate overheads (expressed as a %) |  |  |  | 4.75%
Profit (expressed as a %) |  |  |  | 1.25%
Overheads and Profit Total |  |  |  | 6%
Construction Costs
2 bed 3 person house (constructed as a mid mews) | Quantity | Unit | Rate | Total | No of units | Total
Substructures
Traditional strip foundation and lowest floor construction (expressed as GIFA) | 71.6 | m2 | 99 | 7088.4 | 3 | 21265.2
Superstructures
Superstructures | 71.6 | m2 | 898 | 64296.8 | 3 | 192890.4
Allowance for Part L June 22 uplift | 1 | item | 3007 | 3007 | 3 | 9021
Total cost for 2B3P mid mews houses (NDSS) | [5 empty] | 223176.6
2 bed 3 person house (constructed as a semi detached) | Quantity | Unit | Rate | Total | No of units | Total
Substructures
Traditional strip foundation and lowest floor construction (expressed as GIFA) | 71.6 | m2 | 99 | 7088.4 | 5 | 35442
Superstructures
Superstructures | 71.6 | m2 | 898 | 64296.8 | 5 | 321484
Allowance for Part L June 22 uplift | 1 | item | 3007 | 3007 | 5 | 15035
Total cost for 2B3P semi detached houses (NDSS) | [5 empty] | 371961
3 bed 4 person House (constructed as a semi detached) | Quantity | Unit | Rate | Total | No of units | Total
Substructures
Traditional strip foundation and lowest floor construction (expressed as GIFA) | 85.2 | m2 | 99 | 8434.8 | 10 | 84348
Superstructures
Superstructures | 85.2 | m2 | 898 | 76509.6 | 10 | 765096
Allowance for Part L June 22 uplift | 1 | item | 3578 | 3578 | 10 | 35780
Total cost for 3B4P semi detached houses (NDSS) | [5 empty] | 885224
3 bed 4 person House (constructed as a semi detached) (side entrance) | Quantity | Unit | Rate | Total | No of units | Total
Substructures
Traditional strip foundation and lowest floor construction (expressed as GIFA) | 86.1 | m2 | 99 | 8523.9 | 3 | 25571.7
Superstructures
Superstructures | 86.1 | m2 | 898 | 77317.8 | 3 | 231953.4
Allowance for Part L June 22 uplift | 1 | item | 3616 | 3616 | 3 | 10848
Total cost for 3B4P semi detached houses (NDSS) | [5 empty] | 268373.1
3 bed 5 person house (constructed as semi detached) | Quantity | Unit | Rate | Total | No of units | Total
Substructures
Traditional strip foundation and lowest floor construction (expressed as GIFA) | 94.2 | m2 | 99 | 9325.8 | 6 | 55954.8
Superstructures
Superstructures | 94.2 | m2 | 898 | 84591.6 | 6 | 507549.6
Allowance for Part L June 22 uplift | 1 | item | 3956 | 3956 | 6 | 23736
Total cost for 3B5P houses (NDSS) | [5 empty] | 587240.4
EXTERNAL WORKS | Quantity | Unit | Rate | Total
Site Preparation Works
Site Clearance (assume 300mm deep inert to landfil) | 7942 | m² | 12 | 95304
Preparatory Groundworks | 7942 | m² | 1 | 7942
Roads, Paths, Pavings and Surfacings
Adopted Road (tarmac) including all kerbs and dropped kerbs | 814 | m² | 102 | 83028
Adopted footpath 2m wide (tarmac) including all edgings | 592 | m² | 60 | 35520
Non Adopted footpath (tarmac) including all edgings | nil | m² |  | 0
Non Adopted Road and Parking Space (tarmac) including all edgings | 900 | m² | 58 | 52200
PCC concrete paving 600x600mm (PC sum £40/m2 supply) incl edgings | 1225 | m² | 65 | 79625
Soft Landscaping, Planting and Irrigation Systems
Turf and topsoil (300mm deep) | 2639 | m² | 18 | 47502
External low level Planting including topsoil and mulch | 660 | m² | 40 | 26400 | PROV SUM
Tree species (PC sum £300) | 67 | no | 300 | 20100 | PROV SUM
Plot timber gates | 29 | no | 237 | 6873
1800mm high close boarded timber fencing, concrete gravel boards and post | 507 | lm | 62 | 31434
2100mm high close boarded timber fencing, concrete gravel boards and post | 401 | lm | 72 | 28872
External Drainage
Site wide Surface Water and Foul Water Drainage | 1 | item | 81000 | 81000 | PROV SUM
Plot drainage | 27 | item | 3802 | 102654
Land Drainage | 1 | item | 6000 | 6000 | PROV SUM
External Services
Water Mains Supply | 1 | item | 23000 | 23000 | PROV SUM
Electricity Mains Supply | 1 | item | 17250 | 17250 | PROV SUM
Gas Mains Supply | 1 | item | 23000 | 23000 | PROV SUM
Telecommunications and other Communication System Connections | 1 | item | 8250 | 8250 | PROV SUM
External Street Lighting Systems | 1 | item | 11500 | 11500 | PROV SUM
Builder's Work In Connection with External Services | 1 | item | 6000 | 6000 | PROV SUM
Total cost for External Works | [5 empty] | 793454
SUMMARY | [5 empty] | TOTAL COST
Preliminaries | [5 empty] | 915353
Substructure | [5 empty] | 222581.7
Superstructure | [5 empty] | 2018973.4
Part L Uplift | [5 empty] | 94420
External Works | [5 empty] | 793454
Post Contract Design Fees at say 3% | [5 empty] | 121343.463
OH&P | [5 empty] | 249967.5338
TOTAL GREENFIELD SITE COST FOR 27 AFFORDABLE RENT UNITS IN TRADITIONAL CONSTRUCTION | [5 empty] | 4416093.0968
INNOVATION CHAIN NORTH
Framework of New build Construction Contractors 2024
PRICING SCHEDULE
TENDERER'S NAME | RP Tyson Construction Limted
LOW VALUE LOT L2
TIMBER FRAME CONSTRUCTION
LOCATION | Lancashire and Cumbria
Virtual Project Scenario
Nature of project | New Build Affordable Rent Units |  |  | 27 no
Size (m2) and Mix (no) of units | 71.6 | 2B3P House |  | 8 | 572.8 | NDSS
| 85.2 | 3B4P House |  | 10 | 852 | NDSS
| 86.1 | 3B4P House (side) |  | 3 | 258.3 | NDSS
| 94.2 | 3B5P House |  | 6 | 565.2 | NDSS
GIFA (m2) | 2248.3
Site Access | Good access direct from main road network
Vandalism risk | High risk - CCTV required with security guard nights and weekends
Length of Contract | 52 | working weeks
Base Date / Commencement Date | 31st January 2024
Form of Contract | JCT design and build 2016 with ICN Amendments
Pricing schedule notes and guidance
1. All rates submitted should be as outlined in the RICS NRM2 Preliminaries (Main Contract)
2. Accommodation and welfare provisions shall be in strict accordance with the CDM Regulations 2015
3. All rates submitted will be applied and used as a basis for the future negotiation of Fixed Price Contracts for all projects within the aforementioned LOT for the full duration of the Framework Agreement. Annual inflationary increases will be applied from the commencement date of the framework and shall be in accordance with BCIS Tender Price Indices or as evidenced to the satisfaction of the instructing client.
4. All items listed below may not be specifically required on every individual project within this LOT. For the purposes of the evaluation each individual item shall be priced or, if included within another item, annotated accordingly identifying which item it is included within. ICN reserves the right to reject any priced schedules submitted with a tender which includes only summary costs or totals which are not fully completed.
5. Should the tenderer deem that a member of the Site Staff and Supervision team will not be required full time on projects within this LOT then the weekly rate shall be adjusted accordingly not the number of weeks. Consideration should be given that the rates inserted will be fixed for future AMP agreements (only subject to inflationary increases as noted above)
6. None of the measured quantities or descriptions are to be altered, all tendering bids are to be based upon a fixed price schedule for consistency.
7. Preliminaries are to be based on the contract period stated above based on timber frame construction. Each item is to be priced based on the relevant contract period. The period stated are for time on site and exclude lead in periods for discharge of pre-start planning conditions. Any other pre-start time costs should be included in the preliminaries. Any items not priced will be deemed not to be required on projects of a similar nature within the afoementioned LOT value range for the duration of the Framework Agreement.
8. Tenderers should allow the percentage for profit and corporate overhead [contractors margin] and these are to include: Contractors profit on net costs. Contracting companies corporate operating overheads on net costs which include cost of premises, employment of non site based staff [with the exception of visiting contract surveyors and construction manager] including estimators, customer care teams, business development managers, buyers, planners, resource, scheduling and programmers, directors and heads of departments, accounts, legal, financing, property costs, administration, IT, human resources, telecoms, transport and vehicles, corporate charges. All contractors contributions to Group overheads [where applicable]
9. The tenderer is to assume Fabric First construction to meet current Building Regulations but is to allow for all Part L uplifts which have been prevalent since June 2022 on a separate line as indicated
10. The tenderer should note that non completion of one schedule will not be a compliant tender - both timber frame and traditional need to be completed
11. The tenderer shall complete the pricing schedule based upon the Affordable Rent specification and Standard House Type layouts (as included within the tender documentation) excluding all abnormal costs.
12. The tenderer shall allow for any cranage and associated works within the timber frame superstructures rate not the preliminaries schedule.
Preliminaries | Quantity | Unit | Rate | Total | Notes
Project specific management and Staff
Project Manager | 52 | weeks | 378 | 19656
Contracts Manager | 52 | weeks | 819 | 42588
Site Engineer | 52 | weeks | 58 | 3016
Site Manager | 52 | weeks | 1501 | 78052
Finishing Foreman / Assistant Site Manager | 52 | weeks | 1077 | 56004
Labourer (including at handover) | 52 | weeks | 586 | 30472
Quantity Surveying /Commercial Management | 52 | weeks | 283 | 14716
Planner | 52 | weeks | 82 | 4264
Health & Safety Officer | 52 | weeks | 189 | 9828
Site establishment
Delivery of temp accomodation to site and removal on completion | 1 | Item | 1750 | 1750
Site office (inc furniture) | 52 | weeks | 84 | 4368
Meeting room (inc furniture) | 52 | weeks | 45 | 2340
Canteens and Kitchens | 52 | weeks | 50 | 2600
Drying room | 52 | weeks | 30 | 1560
Toilets and washrooms | 52 | weeks | 50 | 2600
Secure stores | 52 | weeks | 25 | 1300
Telephones and Photocopiers (connection and charges) | 52 | weeks | 19 | 988
IT systems with email and internet capability | 52 | weeks | 0 | 0 | Included in Telephones
Consumables and services associated with site accommodation | 52 | weeks | 63 | 3276
Fire points and fire fighting equipment | 1 | Item | 0 | 0 | Included in Consumables
Main Contractor's Signboard | 1 | Item | 1500 | 1500
Client/Homes England signboard; production, installation and removal (as ER's) | 1 | Item | 0 | 0 | Included in Main Contractor's Signboard
Cleaning
Site cleaning | 52 | weeks | 173 | 8996
Site set up
Tarmac and hardcored compound area | 1 | item | 2700 | 2700
Temporary roads including demarcation for safe pedestrian and vehicular routes | 1 | item | 48094 | 48094
Temproary fencing to compound area | 1 | item | 5600 | 5600
Temporary security fencing to site perimeter | 1 | item | 35977 | 35977
Removal of compound on completion; reinstatement | 1 | item | 0 | 0 | Included in Temporary roads cost above
Temp Services incl all connections, disconnections and usage
Water supply | 52 | weeks | 155 | 8060
Gas Supply | 52 | weeks | 0 | 0 | We would not require a temporary gas supply
Electric supply, Lighting and power | 52 | weeks | 405 | 21060
Drainage | 52 | weeks | 0 | 0 | Included in Consumables
Security
Night watchman | 52 | weeks | 1415 | 73580
Pedestrian gates | 1 | item | 788 | 788
Vehicular gates | 1 | item | 1575 | 1575
CCTV cameras set up costs | 1 | item | 0 | 0 | Included in weekly charge
CCTV weekly charge | 52 | weeks | 251 | 13052
Material distribution
Forklift and driver | 26 | weeks | 3236 | 84136
Site plant
Small Dumper | 26 | weeks | 0 | 0 | Included in groundwork rates
Mixer | 26 | weeks | 38 | 988
Road Sweeper including driver and fuel | 26 | weeks | 154 | 4004
Excavator / mini digger including driver and fuel | 26 | weeks | 0 | 0 | Included in groundwork rates
Small tools and equiptment | 26 | weeks | 156 | 4056
Health and Safety
1st aid kit | 1 | item | 0 | 0 | Included in Consumables
Health and safety site visits | 1 | item | 0 | 0 | Included in Health & Safety Officer cost
Falling from heights | 1 | item | 0 | 0 | Included in scaffolding costs
Scaffolding
External scaffolding including mat | 1 | item | 84653 | 84653
Adaption of Scaffolding | 1 | item | 2932 | 2932
Internal Scaffolding | 1 | item | 0 | 0 | By Timber Frame subcontractor
Fees and charges
Specialist site survey and level survey | 1 | item | 0 | 0 | Included in Site Engineer cost
As built drawings and manuals | 1 | item | 0 | 0 | By architect/engineer
CDM regulations and health and safety plan | 1 | item | 0 | 0 | Included in Health & Safety Officer cost
Considerate constructors scheme | 1 | item | 1150 | 1150
SAP calculations and energy performance certificates | 1 | item | 4887 | 4887
Robust details | 1 | item | 1013 | 1013
Building Control Fees | 1 | item | 6021 | 6021
Planning Condition Discharge Fees | 15 | no | 23 | 345 | tenderer to assume there are 15 conditions requiring discharge
Adoption Agreements for Section 278, 104 and 38 Agreements | 1 | item | 47353 | 47353 | tenderer to assume road and sewers on virtual plan to be adopted
NHBC (or equivalent) 12 year structural warranty cover | 1 | item | 36068 | 36068 | tenderer not to include for insolvency cover
Testing and reports
Methane and radon testing and reports | 1 | item | 1000 | 1000
Concrete testing and reports | 1 | item | 100 | 100
Dilapidation Surveys | 1 | Item | 0 | 0 | Included in Contracts Manager cost
Sound testing | 1 | item | 0 | 0 | Not required if registering with Robust Details
Air pressure tests | 1 | item | 1755 | 1755
Handover costs
Snagging costs | 1 | item | 0 | 0 | Included in Contracts Manager/Site Manager cost
Contract cleaners | 1 | item | 11475 | 11475
Clean to external areas | 1 | item | 0 | 0 | Included in Contract Cleaners cost
Skips | 8 | no | 2329 | 18632
Lorry and tipping charges | 1 | item | 0 | 0 | Included in groundwork rates
Resident handover packs | 27 | no | 0 | 0 | Included in Health & Safety Officer cost
Insurances and Guarantees
Project specific Insurance | 1 | Item | 12900 | 12900
6.5.1 Insurance | 1 | Item | 4500 | 4500
Performance bond / parent company guarantee / insolvency cover |  |  |  | NIL | Contractor to indicate on Supplier Questionnaire
Maintenance period
Defects/Maintenance to dwelling | 27 | no | 150 | 4050
External areas - paths, paving and adopted areas | 1 | item | 0 | 0 | Included in Landscaped areas
Landscaped areas | 1 | item | 2000 | 2000
Total of preliminaries |  |  |  | 834378
Total of preliminaries expressed as a weekly cost |  |  |  | 16045.7308
Overheads and Profit
Corporate overheads (expressed as a %) |  |  |  | 4.75%
Profit (expressed as a %) |  |  |  | 1.25%
Overheads and Profit Total |  |  |  | 6%
Construction Costs
2 bed 3 person house (constructed as a mid mews) | Quantity | Unit | Rate | Total | No of units | Total
Substructures
Traditional strip foundation and lowest floor construction (expressed as GIFA) | 71.6 | m2 | 99 | 7088.4 | 3 | 21265.2
Superstructures
Superstructures | 71.6 | m2 | 918 | 65728.8 | 3 | 197186.4
Allowance for Part L June 22 uplift | 1 | item | 3007 | 3007 | 3 | 9021
Total cost for 2B3P mid mews houses (NDSS) | [5 empty] | 227472.6
2 bed 3 person house (constructed as a semi detached) | Quantity | Unit | Rate | Total | No of units | Total
Substructures
Traditional strip foundation and lowest floor construction (expressed as GIFA) | 71.6 | m2 | 99 | 7088.4 | 5 | 35442
Superstructures
Superstructures | 71.6 | m2 | 918 | 65728.8 | 5 | 328644
Allowance for Part L June 22 uplift | 1 | item | 3007 | 3007 | 5 | 15035
Total cost for 2B3P semi detached houses (NDSS) | [5 empty] | 379121
3 bed 4 person House (constructed as a semi detached) | Quantity | Unit | Rate | Total | No of units | Total
Substructures
Traditional strip foundation and lowest floor construction (expressed as GIFA) | 85.2 | m2 | 99 | 8434.8 | 10 | 84348
Superstructures
Superstructures | 85.2 | m2 | 918 | 78213.6 | 10 | 782136
Allowance for Part L June 22 uplift | 1 | item | 3578 | 3578 | 10 | 35780
Total cost for 3B4P semi detached houses (NDSS) | [5 empty] | 902264
3 bed 4 person House (constructed as a semi detached) (side entrance) | Quantity | Unit | Rate | Total | No of units | Total
Substructures
Traditional strip foundation and lowest floor construction (expressed as GIFA) | 86.1 | m2 | 99 | 8523.9 | 3 | 25571.7
Superstructures
Superstructures | 86.1 | m2 | 918 | 79039.8 | 3 | 237119.4
Allowance for Part L June 22 uplift | 1 | item | 3616 | 3616 | 3 | 10848
Total cost for 3B4P semi detached houses (NDSS) | [5 empty] | 273539.1
3 bed 5 person house (constructed as semi detached) | Quantity | Unit | Rate | Total | No of units | Total
Substructures
Traditional strip foundation and lowest floor construction (expressed as GIFA) | 94.2 | m2 | 99 | 9325.8 | 6 | 55954.8
Superstructures
Superstructures | 94.2 | m2 | 918 | 86475.6 | 6 | 518853.6
Allowance for Part L June 22 uplift | 1 | item | 3956 | 3956 | 6 | 23736
Total cost for 3B5P houses (NDSS) | [5 empty] | 598544.4
EXTERNAL WORKS | Quantity | Unit | Rate | Total
Site Preparation Works
Site Clearance (assume 300mm deep inert to landfil) | 7942 | m² | 12 | 95304
Preparatory Groundworks | 7942 | m² | 1 | 7942
Roads, Paths, Pavings and Surfacings
Adopted Road (tarmac) including all kerbs and dropped kerbs | 814 | m² | 102 | 83028
Adopted footpath 2m wide (tarmac) including all edgings | 592 | m² | 60 | 35520
Non Adopted footpath (tarmac) including all edgings | nil | m² |  | 0
Non Adopted Road and Parking Space (tarmac) including all edgings | 900 | m² | 58 | 52200
PCC concrete paving 600x600mm (PC sum £40/m2 supply) incl edgings | 1225 | m² | 65 | 79625
Soft Landscaping, Planting and Irrigation Systems
Turf and topsoil (300mm deep) | 2639 | m² | 18 | 47502
External low level Planting including topsoil and mulch | 660 | m² | 40 | 26400 | PROV SUM
Tree species (PC sum £300) | 67 | no | 300 | 20100 | PROV SUM
Plot timber gates | 29 | no | 237 | 6873
1800mm high close boarded timber fencing, concrete gravel boards and post | 507 | lm | 62 | 31434
2100mm high close boarded timber fencing, concrete gravel boards and post | 401 | lm | 72 | 28872
External Drainage
Site wide Surface Water and Foul Water Drainage | 1 | item | 81000 | 81000 | PROV SUM
Plot drainage | 27 | item | 3802 | 102654
Land Drainage | 1 | item | 6000 | 6000 | PROV SUM
External Services
Water Mains Supply | 1 | item | 23000 | 23000 | PROV SUM
Electricity Mains Supply | 1 | item | 17250 | 17250 | PROV SUM
Gas Mains Supply | 1 | item | 23000 | 23000 | PROV SUM
Telecommunications and other Communication System Connections | 1 | item | 8250 | 8250 | PROV SUM
External Street Lighting Systems | 1 | item | 11500 | 11500 | PROV SUM
Builder's Work In Connection with External Services | 1 | item | 6000 | 6000 | PROV SUM
Total cost for External Works | [5 empty] | 793454
SUMMARY | [5 empty] | TOTAL COST
Preliminaries | [5 empty] | 834378
Substructure | [5 empty] | 222581.7
Superstructure | [5 empty] | 2063939.4
Part L Uplift | [5 empty] | 94420
External Works | [5 empty] | 793454
Post Contract Design Fees at say 3% | [5 empty] | 120263.193
OHP | [5 empty] | 247742.1776
TOTAL GREENFIELD SITE COST FOR 27 AFFORDABLE RENT UNITS IN TIMBER FRAME CONSTRUCTION | [5 empty] | 4376778.4706
FINAL SUMMARY
TOTAL GREENFIELD SITE COST FOR 27 AFFORDABLE RENT UNITS IN TRADITIONAL CONSTRUCTION | [5 empty] | 4416093.0968
TOTAL GREENFIELD SITE COST FOR 27 AFFORDABLE RENT UNITS IN TIMBER FRAME CONSTRUCTION | [5 empty] | 4376778.4706
TOTAL COMBINED SITE COST FOR 27 AFFORDABLE RENT UNITS IN TIMBER FRAME CONSTRUCTION AND 27 UNITS IN TRADITIONAL CONSTRUCTION | [5 empty] | 8792871.5674

## Low val Lot 3
INNOVATION CHAIN NORTH
Framework of New build Construction Contractors 2024
PRICING SCHEDULE
TENDERER'S NAME | [insert]
LOW VALUE LOT L3
TRADITIONAL CONSTRUCTION
LOCATION | Northumberland, Tyne & Wear, Durham
Virtual Project Scenario
Nature of project | New Build Affordable Rent Units |  |  | 27 no
Size (m2) and Mix (no) of units | 71.6 | 2B3P House |  | 8 | 572.8 | NDSS
| 85.2 | 3B4P House |  | 10 | 852 | NDSS
| 86.1 | 3B4P House (side) |  | 3 | 258.3 | NDSS
| 94.2 | 3B5P House |  | 6 | 565.2 | NDSS
GIFA (m2) | 2248.3
Site Access | Good access direct from main adopted road network
Vandalism risk | High risk - CCTV required with security guard nights and weekends
Length of Contract | 68 | working weeks
Base Date / Commencement Date | 31st January 2024
Form of Contract | JCT Design and Build 2016 with ICN Amendments
Pricing schedule notes and guidance
1. All rates submitted should be as outlined in the RICS NRM2 Preliminaries (Main Contract)
2. Accommodation and welfare provisions shall be in strict accordance with the CDM Regulations 2015
3. All rates submitted will be applied and used as a basis for the future negotiation of Fixed Price Contracts for all projects within the aforementioned LOT for the full duration of the Framework Agreement. Annual inflationary increases will be applied from the commencement date of the framework and shall be in accordance with BCIS Tender Price Indices or as evidenced to the satisfaction of the instructing client.
4. All items listed below may not be specifically required on every individual project within this LOT. For the purposes of the evaluation each individual item shall be priced or, if included within another item, annotated accordingly identifying which item it is included within. ICN reserves the right to reject any priced schedules submitted with a tender which includes only summary costs or totals which are not fully completed.
5. Should the tenderer deem that a member of the Site Staff and Supervision team will not be required full time on projects within this LOT then the weekly rate shall be adjusted accordingly not the number of weeks. Consideration should be given that the rates inserted will be fixed for future AMP agreements (only subject to inflationary increases as noted above)
6. None of the measured quantities or descriptions are to be altered, all tendering bids are to be based upon a fixed price schedule for consistency.
7. Preliminaries are to be based on the contract period stated above based on traditional masonry construction. Each item is to be priced based on the relevant contract period. The period stated are for time on site and exclude lead in periods for discharge of pre-start planning conditions. Any other pre-start time costs should be included in the preliminaries. Any items not priced will be deemed not to be required on projects of a similar nature within the afoementioned LOT value range for the duration of the Framework Agreement.
8. Tenderers should allow the percentage for profit and corporate overhead [contractors margin] and these are to include: Contractors profit on net costs. Contracting companies corporate operating overheads on net costs which include cost of premises, employment of non site based staff [with the exception of visiting contract surveyors and construction manager] including estimators, customer care teams, business development managers, buyers, planners, resource, scheduling and programmers, directors and heads of departments, accounts, legal, financing, property costs, administration, IT, human resources, telecoms, transport and vehicles, corporate charges. All contractors contributions to Group overheads [where applicable]
9. The tenderer is to assume Fabric First construction to meet current Building Regulations but is to allow for all Part L uplifts which have been prevalent since June 2022 on a separate line as indicated
10. The tenderer should note that non completion of one schedule will not be a compliant tender - both timber frame and traditional need to be completed
11. The tenderer shall complete the pricing schedule based upon the Affordable Rent specification and Standard House Type layouts (as included within the tender documentation) excluding all abnormal costs.
Preliminaries | Quantity | Unit | Rate | Total | Notes
Project specific management and Staff
Project Manager | 68 | weeks |  | 0
Contracts Manager | 68 | weeks |  | 0
Site Engineer | 68 | weeks |  | 0
Site Manager | 68 | weeks |  | 0
Finishing Foreman / Assistant Site Manager | 68 | weeks |  | 0
Labourer (including at handover) | 68 | weeks |  | 0
Quantity Surveying / Commercial Management | 68 | weeks |  | 0
Planner | 68 | weeks |  | 0
Health & Safety Officer | 68 | weeks |  | 0
Site establishment
Delivery of temp accomodation to site and removal on completion | 1 | Item |  | 0
Site office (inc furniture) | 68 | weeks |  | 0
Meeting room (inc furniture) | 68 | weeks |  | 0
Canteens and Kitchens | 68 | weeks |  | 0
Drying room | 68 | weeks |  | 0
Toilets and washrooms | 68 | weeks |  | 0
Secure stores | 68 | weeks |  | 0
Telephones and Photocopiers (connection and charges) | 68 | weeks |  | 0
IT systems with email and internet capability | 68 | weeks |  | 0
Consumables and services associated with site accommodation | 68 | weeks |  | 0
Fire points and fire fighting equipment | 1 | Item |  | 0
Main Contractor's Signboard | 1 | Item |  | 0
Client/Homes England signboard; production, installation and removal (as ER's) | 1 | Item |  | 0
Cleaning
Site cleaning | 68 | weeks |  | 0
Site set up
Tarmac and hardcore compound area | 1 | item |  | 0
Temporary roads incl demarcation for safe pedestrian and vehicular routes | 1 | item |  | 0
Temproary fencing to compound area | 1 | item |  | 0
Temporary security fencing to site perimeter | 1 | item |  | 0
Removal of compound on completion; reinstatement | 1 | item |  | 0
Temp Services incl all connections, disconnections and usage
Water supply | 68 | weeks |  | 0
Gas Supply | 68 | weeks |  | 0
Electric supply, Lighting and power | 68 | weeks |  | 0
Drainage | 68 | weeks |  | 0
Security
Night watchman | 68 | weeks |  | 0
Pedestrian gates | 1 | item |  | 0
Vehicular gates | 1 | item |  | 0
CCTV cameras set up costs | 1 | item |  | 0
CCTV weekly charge | 68 | weeks |  | 0
Material distribution
Forklift and driver | 34 | weeks |  | 0
Site plant
Small Dumper | 34 | weeks |  | 0
Mixer | 34 | weeks |  | 0
Road Sweeper including driver and fuel | 34 | weeks |  | 0
Excavator / mini digger including driver and fuel | 34 | weeks |  | 0
Small tools and equiptment | 34 | weeks |  | 0
Health and Safety
1st aid kit | 1 | item |  | 0
Health and safety site visits | 1 | item |  | 0
Falling from heights | 1 | item |  | 0
Scaffolding
External scaffolding including mat | 1 | item |  | 0
Adaption of Scaffolding | 1 | item |  | 0
Internal Scaffolding | 1 | item |  | 0
Fees and charges
Specialist site survey and level survey | 1 | item |  | 0
As built drawings and manuals | 1 | item |  | 0
CDM regulations and health and safety plan | 1 | item |  | 0
Considerate constructors scheme | 1 | item |  | 0
SAP calculations and energy performance certificates | 1 | item |  | 0
Robust details | 1 | item |  | 0
Building Control Fees | 1 | item |  | 0
Planning Condition Discharge Fees | 15 | no |  | 0 | tenderer to assume there are 15 conditions requiring discharge
Adoption Agreements for Section 278, 104 and 38 Agreements | 1 | item |  | 0 | tenderer to assume road and sewers on virtual plan to be adopted
NHBC (or equivalent) 12 year structural warranty cover | 1 | item |  | 0 | tenderer not to include for insolvency cover
Testing and reports
Methane and radon testing and reports | 1 | item |  | 0
Concrete testing and reports | 1 | item |  | 0
Dilapidation Surveys | 1 | Item |  | 0
Sound testing | 1 | item |  | 0
Air pressure tests | 1 | item |  | 0
Handover costs
Snagging costs / inspections | 1 | item |  | 0
Contract cleaners | 1 | item |  | 0
Clean to external areas | 1 | item |  | 0
Skips | 8 | no |  | 0
Lorry and tipping charges | 1 | item |  | 0
Resident handover packs | 27 | no |  | 0
Insurances and Guarantees
Project specific Insurances | 1 | Item |  | 0
6.5.1 Insurance | 1 | Item |  | 0
Performance bond / parent company guarantee / insolvency cover |  |  |  | NIL | Contractor to indicate on Supplier Questionnaire
Maintenance period
Defects / Maintenance to dwellings | 27 | no |  | 0
External areas - paths, paving and adopted areas | 1 | item |  | 0
Landscaped areas | 1 | item |  | 0
Total of preliminaries |  |  |  | 0
Total of preliminaries expressed as a weekly cost |  |  |  | 0
Overheads and Profit
Corporate overheads (expressed as a %) |  |  |  | 0%
Profit (expressed as a %) |  |  |  | 0%
Overheads and Profit Total |  |  |  | 0%
Construction Costs
2 bed 3 person house (constructed as a mid mews) | Quantity | Unit | Rate | Total | No of units | Total
Substructures
Traditional strip foundation and lowest floor construction (expressed as GIFA) | 71.6 | m2 |  | 0 | 3 | 0
Superstructures
Superstructures | 71.6 | m2 |  | 0 | 3 | 0
Allowance for Part L June 22 uplift | 1 | item |  | 0 | 3 | 0
Total cost for 2B3P mid mews houses (NDSS) | [5 empty] | 0
2 bed 3 person house (constructed as a semi detached) | Quantity | Unit | Rate | Total | No of units | Total
Substructures
Traditional strip foundation and lowest floor construction (expressed as GIFA) | 71.6 | m2 |  | 0 | 5 | 0
Superstructures
Superstructures | 71.6 | m2 |  | 0 | 5 | 0
Allowance for Part L June 22 uplift | 1 | item |  | 0 | 5 | 0
Total cost for 2B3P semi detached houses (NDSS) | [5 empty] | 0
3 bed 4 person House (constructed as a semi detached) | Quantity | Unit | Rate | Total | No of units | Total
Substructures
Traditional strip foundation and lowest floor construction (expressed as GIFA) | 85.2 | m2 |  | 0 | 10 | 0
Superstructures
Superstructures | 85.2 | m2 |  | 0 | 10 | 0
Allowance for Part L June 22 uplift | 1 | item |  | 0 | 10 | 0
Total cost for 3B4P semi detached houses (NDSS) | [5 empty] | 0
3 bed 4 person House (constructed as a semi detached) (side entrance) | Quantity | Unit | Rate | Total | No of units | Total
Substructures
Traditional strip foundation and lowest floor construction (expressed as GIFA) | 86.1 | m2 |  | 0 | 3 | 0
Superstructures
Superstructures | 86.1 | m2 |  | 0 | 3 | 0
Allowance for Part L June 22 uplift | 1 | item |  | 0 | 3 | 0
Total cost for 3B4P semi detached houses (NDSS) | [5 empty] | 0
3 bed 5 person house (constructed as semi detached) | Quantity | Unit | Rate | Total | No of units | Total
Substructures
Traditional strip foundation and lowest floor construction (expressed as GIFA) | 94.2 | m2 |  | 0 | 6 | 0
Superstructures
Superstructures | 94.2 | m2 |  | 0 | 6 | 0
Allowance for Part L June 22 uplift | 1 | item |  | 0 | 6 | 0
Total cost for 3B5P houses (NDSS) | [5 empty] | 0
EXTERNAL WORKS | Quantity | Unit | Rate | Total
Site Preparation Works
Site Clearance (assume 300mm deep inert to landfil) | 7942 | m² |  | 0
Preparatory Groundworks | 7942 | m² |  | 0
Roads, Paths, Pavings and Surfacings
Adopted Road (tarmac) including all kerbs and dropped kerbs | 814 | m² |  | 0
Adopted footpath 2m wide (tarmac) including all edgings | 592 | m² |  | 0
Non Adopted footpath (tarmac) including all edgings | nil | m² |  | 0
Non Adopted Road and Parking Space (tarmac) including all edgings | 900 | m² |  | 0
PCC concrete paving 600x600mm (PC sum £40/m2 supply) incl edgings | 1225 | m² |  | 0
Soft Landscaping, Planting and Irrigation Systems
Turf and topsoil (300mm deep) | 2639 | m² |  | 0
External low level Planting including topsoil and mulch | 660 | m² | 40 | 26400 | PROV SUM
Tree species (PC sum £300) | 67 | no | 300 | 20100 | PROV SUM
Plot timber gates | 29 | no |  | 0
1800mm high close boarded timber fencing, concrete gravel boards and post | 507 | lm |  | 0
2100mm high close boarded timber fencing, concrete gravel boards and post | 401 | lm |  | 0
External Drainage
Site wide Surface Water and Foul Water Drainage | 1 | item | 81000 | 81000 | PROV SUM
Plot drainage | 27 | item |  | 0
Land Drainage | 1 | item | 6000 | 6000 | PROV SUM
External Services
Water Mains Supply | 1 | item | 23000 | 23000 | PROV SUM
Electricity Mains Supply | 1 | item | 17250 | 17250 | PROV SUM
Gas Mains Supply | 1 | item | 23000 | 23000 | PROV SUM
Telecommunications and other Communication System Connections | 1 | item | 8250 | 8250 | PROV SUM
External Street Lighting Systems | 1 | item | 11500 | 11500 | PROV SUM
Builder's Work In Connection with External Services | 1 | item | 6000 | 6000 | PROV SUM
Total cost for External Works | [5 empty] | 222500
SUMMARY | [5 empty] | TOTAL COST
Preliminaries | [5 empty] | 0
Substructure | [5 empty] | 0
Superstructure | [5 empty] | 0
Part L Uplift | [5 empty] | 0
External Works | [5 empty] | 222500
Post Contract Design Fees at say 3% | [5 empty] | 6675
OH&P | [5 empty] | 0
TOTAL GREENFIELD SITE COST FOR 27 AFFORDABLE RENT UNITS IN TRADITIONAL CONSTRUCTION | [5 empty] | 229175
INNOVATION CHAIN NORTH
Framework of New build Construction Contractors 2024
PRICING SCHEDULE
TENDERER'S NAME | [insert]
LOW VALUE LOT L3
TIMBER FRAME CONSTRUCTION
LOCATION | Northumberland, Tyne & Wear, Durham
Virtual Project Scenario
Nature of project | New Build Affordable Rent Units |  |  | 27 no
Size (m2) and Mix (no) of units | 71.6 | 2B3P House |  | 8 | 572.8 | NDSS
| 85.2 | 3B4P House |  | 10 | 852 | NDSS
| 86.1 | 3B4P House (side) |  | 3 | 258.3 | NDSS
| 94.2 | 3B5P House |  | 6 | 565.2 | NDSS
GIFA (m2) | 2248.3
Site Access | Good access direct from main road network
Vandalism risk | High risk - CCTV required with security guard nights and weekends
Length of Contract | 52 | working weeks
Base Date / Commencement Date | 31st January 2024
Form of Contract | JCT design and build 2016 with ICN Amendments
Pricing schedule notes and guidance
1. All rates submitted should be as outlined in the RICS NRM2 Preliminaries (Main Contract)
2. Accommodation and welfare provisions shall be in strict accordance with the CDM Regulations 2015
3. All rates submitted will be applied and used as a basis for the future negotiation of Fixed Price Contracts for all projects within the aforementioned LOT for the full duration of the Framework Agreement. Annual inflationary increases will be applied from the commencement date of the framework and shall be in accordance with BCIS Tender Price Indices or as evidenced to the satisfaction of the instructing client.
4. All items listed below may not be specifically required on every individual project within this LOT. For the purposes of the evaluation each individual item shall be priced or, if included within another item, annotated accordingly identifying which item it is included within. ICN reserves the right to reject any priced schedules submitted with a tender which includes only summary costs or totals which are not fully completed.
5. Should the tenderer deem that a member of the Site Staff and Supervision team will not be required full time on projects within this LOT then the weekly rate shall be adjusted accordingly not the number of weeks. Consideration should be given that the rates inserted will be fixed for future AMP agreements (only subject to inflationary increases as noted above)
6. None of the measured quantities or descriptions are to be altered, all tendering bids are to be based upon a fixed price schedule for consistency.
7. Preliminaries are to be based on the contract period stated above based on timber frame construction. Each item is to be priced based on the relevant contract period. The period stated are for time on site and exclude lead in periods for discharge of pre-start planning conditions. Any other pre-start time costs should be included in the preliminaries. Any items not priced will be deemed not to be required on projects of a similar nature within the afoementioned LOT value range for the duration of the Framework Agreement.
8. Tenderers should allow the percentage for profit and corporate overhead [contractors margin] and these are to include: Contractors profit on net costs. Contracting companies corporate operating overheads on net costs which include cost of premises, employment of non site based staff [with the exception of visiting contract surveyors and construction manager] including estimators, customer care teams, business development managers, buyers, planners, resource, scheduling and programmers, directors and heads of departments, accounts, legal, financing, property costs, administration, IT, human resources, telecoms, transport and vehicles, corporate charges. All contractors contributions to Group overheads [where applicable]
9. The tenderer is to assume Fabric First construction to meet current Building Regulations but is to allow for all Part L uplifts which have been prevalent since June 2022 on a separate line as indicated
10. The tenderer should note that non completion of one schedule will not be a compliant tender - both timber frame and traditional need to be completed
11. The tenderer shall complete the pricing schedule based upon the Affordable Rent specification and Standard House Type layouts (as included within the tender documentation) excluding all abnormal costs.
12. The tenderer shall allow for any cranage and associated works within the timber frame superstructures rate not the preliminaries schedule.
Preliminaries | Quantity | Unit | Rate | Total | Notes
Project specific management and Staff
Project Manager | 52 | weeks |  | 0
Contracts Manager | 52 | weeks |  | 0
Site Engineer | 52 | weeks |  | 0
Site Manager | 52 | weeks |  | 0
Finishing Foreman / Assistant Site Manager | 52 | weeks |  | 0
Labourer (including at handover) | 52 | weeks |  | 0
Quantity Surveying /Commercial Management | 52 | weeks |  | 0
Planner | 52 | weeks |  | 0
Health & Safety Officer | 52 | weeks |  | 0
Site establishment
Delivery of temp accomodation to site and removal on completion | 1 | Item |  | 0
Site office (inc furniture) | 52 | weeks |  | 0
Meeting room (inc furniture) | 52 | weeks |  | 0
Canteens and Kitchens | 52 | weeks |  | 0
Drying room | 52 | weeks |  | 0
Toilets and washrooms | 52 | weeks |  | 0
Secure stores | 52 | weeks |  | 0
Telephones and Photocopiers (connection and charges) | 52 | weeks |  | 0
IT systems with email and internet capability | 52 | weeks |  | 0
Consumables and services associated with site accommodation | 52 | weeks |  | 0
Fire points and fire fighting equipment | 1 | Item |  | 0
Main Contractor's Signboard | 1 | Item |  | 0
Client/Homes England signboard; production, installation and removal (as ER's) | 1 | Item |  | 0
Cleaning
Site cleaning | 52 | weeks |  | 0
Site set up
Tarmac and hardcored compound area | 1 | item |  | 0
Temporary roads including demarcation for safe pedestrian and vehicular routes | 1 | item |  | 0
Temproary fencing to compound area | 1 | item |  | 0
Temporary security fencing to site perimeter | 1 | item |  | 0
Removal of compound on completion; reinstatement | 1 | item |  | 0
Temp Services incl all connections, disconnections and usage
Water supply | 52 | weeks |  | 0
Gas Supply | 52 | weeks |  | 0
Electric supply, Lighting and power | 52 | weeks |  | 0
Drainage | 52 | weeks |  | 0
Security
Night watchman | 52 | weeks |  | 0
Pedestrian gates | 1 | item |  | 0
Vehicular gates | 1 | item |  | 0
CCTV cameras set up costs | 1 | item |  | 0
CCTV weekly charge | 52 | weeks |  | 0
Material distribution
Forklift and driver | 26 | weeks |  | 0
Site plant
Small Dumper | 26 | weeks |  | 0
Mixer | 26 | weeks |  | 0
Road Sweeper including driver and fuel | 26 | weeks |  | 0
Excavator / mini digger including driver and fuel | 26 | weeks |  | 0
Small tools and equiptment | 26 | weeks |  | 0
Health and Safety
1st aid kit | 1 | item |  | 0
Health and safety site visits | 1 | item |  | 0
Falling from heights | 1 | item |  | 0
Scaffolding
External scaffolding including mat | 1 | item |  | 0
Adaption of Scaffolding | 1 | item |  | 0
Internal Scaffolding | 1 | item |  | 0
Fees and charges
Specialist site survey and level survey | 1 | item |  | 0
As built drawings and manuals | 1 | item |  | 0
CDM regulations and health and safety plan | 1 | item |  | 0
Considerate constructors scheme | 1 | item |  | 0
SAP calculations and energy performance certificates | 1 | item |  | 0
Robust details | 1 | item |  | 0
Building Control Fees | 1 | item |  | 0
Planning Condition Discharge Fees | 15 | no |  | 0 | tenderer to assume there are 15 conditions requiring discharge
Adoption Agreements for Section 278, 104 and 38 Agreements | 1 | item |  | 0 | tenderer to assume road and sewers on virtual plan to be adopted
NHBC (or equivalent) 12 year structural warranty cover | 1 | item |  | 0 | tenderer not to include for insolvency cover
Testing and reports
Methane and radon testing and reports | 1 | item |  | 0
Concrete testing and reports | 1 | item |  | 0
Dilapidation Surveys | 1 | Item |  | 0
Sound testing | 1 | item |  | 0
Air pressure tests | 1 | item |  | 0
Handover costs
Snagging costs | 1 | item |  | 0
Contract cleaners | 1 | item |  | 0
Clean to external areas | 1 | item |  | 0
Skips | 8 | no |  | 0
Lorry and tipping charges | 1 | item |  | 0
Resident handover packs | 27 | no |  | 0
Insurances and Guarantees
Project specific Insurance | 1 | Item |  | 0
6.5.1 Insurance | 1 | Item |  | 0
Performance bond / parent company guarantee / insolvency cover |  |  |  | NIL | Contractor to indicate on Supplier Questionnaire
Maintenance period
Defects/Maintenance to dwelling | 27 | no |  | 0
External areas - paths, paving and adopted areas | 1 | item |  | 0
Landscaped areas | 1 | item |  | 0
Total of preliminaries |  |  |  | 0
Total of preliminaries expressed as a weekly cost |  |  |  | 0
Overheads and Profit
Corporate overheads (expressed as a %) |  |  |  | 0%
Profit (expressed as a %) |  |  |  | 0%
Overheads and Profit Total |  |  |  | 0%
Construction Costs
2 bed 3 person house (constructed as a mid mews) | Quantity | Unit | Rate | Total | No of units | Total
Substructures
Traditional strip foundation and lowest floor construction (expressed as GIFA) | 71.6 | m2 |  | 0 | 3 | 0
Superstructures
Superstructures | 71.6 | m2 |  | 0 | 3 | 0
Allowance for Part L June 22 uplift | 1 | item |  | 0 | 3 | 0
Total cost for 2B3P mid mews houses (NDSS) | [5 empty] | 0
2 bed 3 person house (constructed as a semi detached) | Quantity | Unit | Rate | Total | No of units | Total
Substructures
Traditional strip foundation and lowest floor construction (expressed as GIFA) | 71.6 | m2 |  | 0 | 5 | 0
Superstructures
Superstructures | 71.6 | m2 |  | 0 | 5 | 0
Allowance for Part L June 22 uplift | 1 | item |  | 0 | 5 | 0
Total cost for 2B3P semi detached houses (NDSS) | [5 empty] | 0
3 bed 4 person House (constructed as a semi detached) | Quantity | Unit | Rate | Total | No of units | Total
Substructures
Traditional strip foundation and lowest floor construction (expressed as GIFA) | 85.2 | m2 |  | 0 | 10 | 0
Superstructures
Superstructures | 85.2 | m2 |  | 0 | 10 | 0
Allowance for Part L June 22 uplift | 1 | item |  | 0 | 10 | 0
Total cost for 3B4P semi detached houses (NDSS) | [5 empty] | 0
3 bed 4 person House (constructed as a semi detached) (side entrance) | Quantity | Unit | Rate | Total | No of units | Total
Substructures
Traditional strip foundation and lowest floor construction (expressed as GIFA) | 86.1 | m2 |  | 0 | 3 | 0
Superstructures
Superstructures | 86.1 | m2 |  | 0 | 3 | 0
Allowance for Part L June 22 uplift | 1 | item |  | 0 | 3 | 0
Total cost for 3B4P semi detached houses (NDSS) | [5 empty] | 0
3 bed 5 person house (constructed as semi detached) | Quantity | Unit | Rate | Total | No of units | Total
Substructures
Traditional strip foundation and lowest floor construction (expressed as GIFA) | 94.2 | m2 |  | 0 | 6 | 0
Superstructures
Superstructures | 94.2 | m2 |  | 0 | 6 | 0
Allowance for Part L June 22 uplift | 1 | item |  | 0 | 6 | 0
Total cost for 3B5P houses (NDSS) | [5 empty] | 0
EXTERNAL WORKS | Quantity | Unit | Rate | Total
Site Preparation Works
Site Clearance (assume 300mm deep inert to landfil) | 7942 | m² |  | 0
Preparatory Groundworks | 7942 | m² |  | 0
Roads, Paths, Pavings and Surfacings
Adopted Road (tarmac) including all kerbs and dropped kerbs | 814 | m² |  | 0
Adopted footpath 2m wide (tarmac) including all edgings | 592 | m² |  | 0
Non Adopted footpath (tarmac) including all edgings | nil | m² |  | 0
Non Adopted Road and Parking Space (tarmac) including all edgings | 900 | m² |  | 0
PCC concrete paving 600x600mm (PC sum £40/m2 supply) incl edgings | 1225 | m² |  | 0
Soft Landscaping, Planting and Irrigation Systems
Turf and topsoil (300mm deep) | 2639 | m² |  | 0
External low level Planting including topsoil and mulch | 660 | m² | 40 | 26400 | PROV SUM
Tree species (PC sum £300) | 67 | no | 300 | 20100 | PROV SUM
Plot timber gates | 29 | no |  | 0
1800mm high close boarded timber fencing, concrete gravel boards and post | 507 | lm |  | 0
2100mm high close boarded timber fencing, concrete gravel boards and post | 401 | lm |  | 0
External Drainage
Site wide Surface Water and Foul Water Drainage | 1 | item | 81000 | 81000 | PROV SUM
Plot drainage | 27 | item |  | 0
Land Drainage | 1 | item | 6000 | 6000 | PROV SUM
External Services
Water Mains Supply | 1 | item | 23000 | 23000 | PROV SUM
Electricity Mains Supply | 1 | item | 17250 | 17250 | PROV SUM
Gas Mains Supply | 1 | item | 23000 | 23000 | PROV SUM
Telecommunications and other Communication System Connections | 1 | item | 8250 | 8250 | PROV SUM
External Street Lighting Systems | 1 | item | 11500 | 11500 | PROV SUM
Builder's Work In Connection with External Services | 1 | item | 6000 | 6000 | PROV SUM
Total cost for External Works | [5 empty] | 222500
SUMMARY | [5 empty] | TOTAL COST
Preliminaries | [5 empty] | 0
Substructure | [5 empty] | 0
Superstructure | [5 empty] | 0
Part L Uplift | [5 empty] | 0
External Works | [5 empty] | 222500
Post Contract Design Fees at say 3% | [5 empty] | 6675
OHP | [5 empty] | 0
TOTAL GREENFIELD SITE COST FOR 27 AFFORDABLE RENT UNITS IN TIMBER FRAME CONSTRUCTION | [5 empty] | 229175
FINAL SUMMARY
TOTAL GREENFIELD SITE COST FOR 27 AFFORDABLE RENT UNITS IN TRADITIONAL CONSTRUCTION | [5 empty] | 229175
TOTAL GREENFIELD SITE COST FOR 27 AFFORDABLE RENT UNITS IN TIMBER FRAME CONSTRUCTION | [5 empty] | 229175
TOTAL COMBINED SITE COST FOR 27 AFFORDABLE RENT UNITS IN TIMBER FRAME CONSTRUCTION AND 27 UNITS IN TRADITIONAL CONSTRUCTION | [5 empty] | 458350

## Low val Lot 4
INNOVATION CHAIN NORTH
Framework of New build Construction Contractors 2024
PRICING SCHEDULE
TENDERER'S NAME | [insert]
LOW VALUE LOT L4
TRADITIONAL CONSTRUCTION
LOCATION | North Yorkshire, West Yorkshire and East Yorkshire
Virtual Project Scenario
Nature of project | New Build Affordable Rent Units |  |  | 27 no
Size (m2) and Mix (no) of units | 71.6 | 2B3P House |  | 8 | 572.8 | NDSS
| 85.2 | 3B4P House |  | 10 | 852 | NDSS
| 86.1 | 3B4P House (side) |  | 3 | 258.3 | NDSS
| 94.2 | 3B5P House |  | 6 | 565.2 | NDSS
GIFA (m2) | 2248.3
Site Access | Good access direct from main adopted road network
Vandalism risk | High risk - CCTV required with security guard nights and weekends
Length of Contract | 68 | working weeks
Base Date / Commencement Date | 31st January 2024
Form of Contract | JCT Design and Build 2016 with ICN Amendments
Pricing schedule notes and guidance
1. All rates submitted should be as outlined in the RICS NRM2 Preliminaries (Main Contract)
2. Accommodation and welfare provisions shall be in strict accordance with the CDM Regulations 2015
3. All rates submitted will be applied and used as a basis for the future negotiation of Fixed Price Contracts for all projects within the aforementioned LOT for the full duration of the Framework Agreement. Annual inflationary increases will be applied from the commencement date of the framework and shall be in accordance with BCIS Tender Price Indices or as evidenced to the satisfaction of the instructing client.
4. All items listed below may not be specifically required on every individual project within this LOT. For the purposes of the evaluation each individual item shall be priced or, if included within another item, annotated accordingly identifying which item it is included within. ICN reserves the right to reject any priced schedules submitted with a tender which includes only summary costs or totals which are not fully completed.
5. Should the tenderer deem that a member of the Site Staff and Supervision team will not be required full time on projects within this LOT then the weekly rate shall be adjusted accordingly not the number of weeks. Consideration should be given that the rates inserted will be fixed for future AMP agreements (only subject to inflationary increases as noted above)
6. None of the measured quantities or descriptions are to be altered, all tendering bids are to be based upon a fixed price schedule for consistency.
7. Preliminaries are to be based on the contract period stated above based on traditional masonry construction. Each item is to be priced based on the relevant contract period. The period stated are for time on site and exclude lead in periods for discharge of pre-start planning conditions. Any other pre-start time costs should be included in the preliminaries. Any items not priced will be deemed not to be required on projects of a similar nature within the afoementioned LOT value range for the duration of the Framework Agreement.
8. Tenderers should allow the percentage for profit and corporate overhead [contractors margin] and these are to include: Contractors profit on net costs. Contracting companies corporate operating overheads on net costs which include cost of premises, employment of non site based staff [with the exception of visiting contract surveyors and construction manager] including estimators, customer care teams, business development managers, buyers, planners, resource, scheduling and programmers, directors and heads of departments, accounts, legal, financing, property costs, administration, IT, human resources, telecoms, transport and vehicles, corporate charges. All contractors contributions to Group overheads [where applicable]
9. The tenderer is to assume Fabric First construction to meet current Building Regulations but is to allow for all Part L uplifts which have been prevalent since June 2022 on a separate line as indicated
10. The tenderer should note that non completion of one schedule will not be a compliant tender - both timber frame and traditional need to be completed
11. The tenderer shall complete the pricing schedule based upon the Affordable Rent specification and Standard House Type layouts (as included within the tender documentation) excluding all abnormal costs.
Preliminaries | Quantity | Unit | Rate | Total | Notes
Project specific management and Staff
Project Manager | 68 | weeks |  | 0
Contracts Manager | 68 | weeks |  | 0
Site Engineer | 68 | weeks |  | 0
Site Manager | 68 | weeks |  | 0
Finishing Foreman / Assistant Site Manager | 68 | weeks |  | 0
Labourer (including at handover) | 68 | weeks |  | 0
Quantity Surveying / Commercial Management | 68 | weeks |  | 0
Planner | 68 | weeks |  | 0
Health & Safety Officer | 68 | weeks |  | 0
Site establishment
Delivery of temp accomodation to site and removal on completion | 1 | Item |  | 0
Site office (inc furniture) | 68 | weeks |  | 0
Meeting room (inc furniture) | 68 | weeks |  | 0
Canteens and Kitchens | 68 | weeks |  | 0
Drying room | 68 | weeks |  | 0
Toilets and washrooms | 68 | weeks |  | 0
Secure stores | 68 | weeks |  | 0
Telephones and Photocopiers (connection and charges) | 68 | weeks |  | 0
IT systems with email and internet capability | 68 | weeks |  | 0
Consumables and services associated with site accommodation | 68 | weeks |  | 0
Fire points and fire fighting equipment | 1 | Item |  | 0
Main Contractor's Signboard | 1 | Item |  | 0
Client/Homes England signboard; production, installation and removal (as ER's) | 1 | Item |  | 0
Cleaning
Site cleaning | 68 | weeks |  | 0
Site set up
Tarmac and hardcore compound area | 1 | item |  | 0
Temporary roads incl demarcation for safe pedestrian and vehicular routes | 1 | item |  | 0
Temproary fencing to compound area | 1 | item |  | 0
Temporary security fencing to site perimeter | 1 | item |  | 0
Removal of compound on completion; reinstatement | 1 | item |  | 0
Temp Services incl all connections, disconnections and usage
Water supply | 68 | weeks |  | 0
Gas Supply | 68 | weeks |  | 0
Electric supply, Lighting and power | 68 | weeks |  | 0
Drainage | 68 | weeks |  | 0
Security
Night watchman | 68 | weeks |  | 0
Pedestrian gates | 1 | item |  | 0
Vehicular gates | 1 | item |  | 0
CCTV cameras set up costs | 1 | item |  | 0
CCTV weekly charge | 68 | weeks |  | 0
Material distribution
Forklift and driver | 34 | weeks |  | 0
Site plant
Small Dumper | 34 | weeks |  | 0
Mixer | 34 | weeks |  | 0
Road Sweeper including driver and fuel | 34 | weeks |  | 0
Excavator / mini digger including driver and fuel | 34 | weeks |  | 0
Small tools and equiptment | 34 | weeks |  | 0
Health and Safety
1st aid kit | 1 | item |  | 0
Health and safety site visits | 1 | item |  | 0
Falling from heights | 1 | item |  | 0
Scaffolding
External scaffolding including mat | 1 | item |  | 0
Adaption of Scaffolding | 1 | item |  | 0
Internal Scaffolding | 1 | item |  | 0
Fees and charges
Specialist site survey and level survey | 1 | item |  | 0
As built drawings and manuals | 1 | item |  | 0
CDM regulations and health and safety plan | 1 | item |  | 0
Considerate constructors scheme | 1 | item |  | 0
SAP calculations and energy performance certificates | 1 | item |  | 0
Robust details | 1 | item |  | 0
Building Control Fees | 1 | item |  | 0
Planning Condition Discharge Fees | 15 | no |  | 0 | tenderer to assume there are 15 conditions requiring discharge
Adoption Agreements for Section 278, 104 and 38 Agreements | 1 | item |  | 0 | tenderer to assume road and sewers on virtual plan to be adopted
NHBC (or equivalent) 12 year structural warranty cover | 1 | item |  | 0 | tenderer not to include for insolvency cover
Testing and reports
Methane and radon testing and reports | 1 | item |  | 0
Concrete testing and reports | 1 | item |  | 0
Dilapidation Surveys | 1 | Item |  | 0
Sound testing | 1 | item |  | 0
Air pressure tests | 1 | item |  | 0
Handover costs
Snagging costs / inspections | 1 | item |  | 0
Contract cleaners | 1 | item |  | 0
Clean to external areas | 1 | item |  | 0
Skips | 8 | no |  | 0
Lorry and tipping charges | 1 | item |  | 0
Resident handover packs | 27 | no |  | 0
Insurances and Guarantees
Project specific Insurances | 1 | Item |  | 0
6.5.1 Insurance | 1 | Item |  | 0
Performance bond / parent company guarantee / insolvency cover |  |  |  | NIL | Contractor to indicate on Supplier Questionnaire
Maintenance period
Defects / Maintenance to dwellings | 27 | no |  | 0
External areas - paths, paving and adopted areas | 1 | item |  | 0
Landscaped areas | 1 | item |  | 0
Total of preliminaries |  |  |  | 0
Total of preliminaries expressed as a weekly cost |  |  |  | 0
Overheads and Profit
Corporate overheads (expressed as a %) |  |  |  | 0%
Profit (expressed as a %) |  |  |  | 0%
Overheads and Profit Total |  |  |  | 0%
Construction Costs
2 bed 3 person house (constructed as a mid mews) | Quantity | Unit | Rate | Total | No of units | Total
Substructures
Traditional strip foundation and lowest floor construction (expressed as GIFA) | 71.6 | m2 |  | 0 | 3 | 0
Superstructures
Superstructures | 71.6 | m2 |  | 0 | 3 | 0
Allowance for Part L June 22 uplift | 1 | item |  | 0 | 3 | 0
Total cost for 2B3P mid mews houses (NDSS) | [5 empty] | 0
2 bed 3 person house (constructed as a semi detached) | Quantity | Unit | Rate | Total | No of units | Total
Substructures
Traditional strip foundation and lowest floor construction (expressed as GIFA) | 71.6 | m2 |  | 0 | 5 | 0
Superstructures
Superstructures | 71.6 | m2 |  | 0 | 5 | 0
Allowance for Part L June 22 uplift | 1 | item |  | 0 | 5 | 0
Total cost for 2B3P semi detached houses (NDSS) | [5 empty] | 0
3 bed 4 person House (constructed as a semi detached) | Quantity | Unit | Rate | Total | No of units | Total
Substructures
Traditional strip foundation and lowest floor construction (expressed as GIFA) | 85.2 | m2 |  | 0 | 10 | 0
Superstructures
Superstructures | 85.2 | m2 |  | 0 | 10 | 0
Allowance for Part L June 22 uplift | 1 | item |  | 0 | 10 | 0
Total cost for 3B4P semi detached houses (NDSS) | [5 empty] | 0
3 bed 4 person House (constructed as a semi detached) (side entrance) | Quantity | Unit | Rate | Total | No of units | Total
Substructures
Traditional strip foundation and lowest floor construction (expressed as GIFA) | 86.1 | m2 |  | 0 | 3 | 0
Superstructures
Superstructures | 86.1 | m2 |  | 0 | 3 | 0
Allowance for Part L June 22 uplift | 1 | item |  | 0 | 3 | 0
Total cost for 3B4P semi detached houses (NDSS) | [5 empty] | 0
3 bed 5 person house (constructed as semi detached) | Quantity | Unit | Rate | Total | No of units | Total
Substructures
Traditional strip foundation and lowest floor construction (expressed as GIFA) | 94.2 | m2 |  | 0 | 6 | 0
Superstructures
Superstructures | 94.2 | m2 |  | 0 | 6 | 0
Allowance for Part L June 22 uplift | 1 | item |  | 0 | 6 | 0
Total cost for 3B5P houses (NDSS) | [5 empty] | 0
EXTERNAL WORKS | Quantity | Unit | Rate | Total
Site Preparation Works
Site Clearance (assume 300mm deep inert to landfil) | 7942 | m² |  | 0
Preparatory Groundworks | 7942 | m² |  | 0
Roads, Paths, Pavings and Surfacings
Adopted Road (tarmac) including all kerbs and dropped kerbs | 814 | m² |  | 0
Adopted footpath 2m wide (tarmac) including all edgings | 592 | m² |  | 0
Non Adopted footpath (tarmac) including all edgings | nil | m² |  | 0
Non Adopted Road and Parking Space (tarmac) including all edgings | 900 | m² |  | 0
PCC concrete paving 600x600mm (PC sum £40/m2 supply) incl edgings | 1225 | m² |  | 0
Soft Landscaping, Planting and Irrigation Systems
Turf and topsoil (300mm deep) | 2639 | m² |  | 0
External low level Planting including topsoil and mulch | 660 | m² | 40 | 26400 | PROV SUM
Tree species (PC sum £300) | 67 | no | 300 | 20100 | PROV SUM
Plot timber gates | 29 | no |  | 0
1800mm high close boarded timber fencing, concrete gravel boards and post | 507 | lm |  | 0
2100mm high close boarded timber fencing, concrete gravel boards and post | 401 | lm |  | 0
External Drainage
Site wide Surface Water and Foul Water Drainage | 1 | item | 81000 | 81000 | PROV SUM
Plot drainage | 27 | item |  | 0
Land Drainage | 1 | item | 6000 | 6000 | PROV SUM
External Services
Water Mains Supply | 1 | item | 23000 | 23000 | PROV SUM
Electricity Mains Supply | 1 | item | 17250 | 17250 | PROV SUM
Gas Mains Supply | 1 | item | 23000 | 23000 | PROV SUM
Telecommunications and other Communication System Connections | 1 | item | 8250 | 8250 | PROV SUM
External Street Lighting Systems | 1 | item | 11500 | 11500 | PROV SUM
Builder's Work In Connection with External Services | 1 | item | 6000 | 6000 | PROV SUM
Total cost for External Works | [5 empty] | 222500
SUMMARY | [5 empty] | TOTAL COST
Preliminaries | [5 empty] | 0
Substructure | [5 empty] | 0
Superstructure | [5 empty] | 0
Part L Uplift | [5 empty] | 0
External Works | [5 empty] | 222500
Post Contract Design Fees at say 3% | [5 empty] | 6675
OH&P | [5 empty] | 0
TOTAL GREENFIELD SITE COST FOR 27 AFFORDABLE RENT UNITS IN TRADITIONAL CONSTRUCTION | [5 empty] | 229175
INNOVATION CHAIN NORTH
Framework of New build Construction Contractors 2024
PRICING SCHEDULE
TENDERER'S NAME | [insert]
LOW VALUE LOT L4
TIMBER FRAME CONSTRUCTION
LOCATION | North Yorkshire, West Yorkshire and East Yorkshire
Virtual Project Scenario
Nature of project | New Build Affordable Rent Units |  |  | 27 no
Size (m2) and Mix (no) of units | 71.6 | 2B3P House |  | 8 | 572.8 | NDSS
| 85.2 | 3B4P House |  | 10 | 852 | NDSS
| 86.1 | 3B4P House (side) |  | 3 | 258.3 | NDSS
| 94.2 | 3B5P House |  | 6 | 565.2 | NDSS
GIFA (m2) | 2248.3
Site Access | Good access direct from main road network
Vandalism risk | High risk - CCTV required with security guard nights and weekends
Length of Contract | 52 | working weeks
Base Date / Commencement Date | 31st January 2024
Form of Contract | JCT design and build 2016 with ICN Amendments
Pricing schedule notes and guidance
1. All rates submitted should be as outlined in the RICS NRM2 Preliminaries (Main Contract)
2. Accommodation and welfare provisions shall be in strict accordance with the CDM Regulations 2015
3. All rates submitted will be applied and used as a basis for the future negotiation of Fixed Price Contracts for all projects within the aforementioned LOT for the full duration of the Framework Agreement. Annual inflationary increases will be applied from the commencement date of the framework and shall be in accordance with BCIS Tender Price Indices or as evidenced to the satisfaction of the instructing client.
4. All items listed below may not be specifically required on every individual project within this LOT. For the purposes of the evaluation each individual item shall be priced or, if included within another item, annotated accordingly identifying which item it is included within. ICN reserves the right to reject any priced schedules submitted with a tender which includes only summary costs or totals which are not fully completed.
5. Should the tenderer deem that a member of the Site Staff and Supervision team will not be required full time on projects within this LOT then the weekly rate shall be adjusted accordingly not the number of weeks. Consideration should be given that the rates inserted will be fixed for future AMP agreements (only subject to inflationary increases as noted above)
6. None of the measured quantities or descriptions are to be altered, all tendering bids are to be based upon a fixed price schedule for consistency.
7. Preliminaries are to be based on the contract period stated above based on timber frame construction. Each item is to be priced based on the relevant contract period. The period stated are for time on site and exclude lead in periods for discharge of pre-start planning conditions. Any other pre-start time costs should be included in the preliminaries. Any items not priced will be deemed not to be required on projects of a similar nature within the afoementioned LOT value range for the duration of the Framework Agreement.
8. Tenderers should allow the percentage for profit and corporate overhead [contractors margin] and these are to include: Contractors profit on net costs. Contracting companies corporate operating overheads on net costs which include cost of premises, employment of non site based staff [with the exception of visiting contract surveyors and construction manager] including estimators, customer care teams, business development managers, buyers, planners, resource, scheduling and programmers, directors and heads of departments, accounts, legal, financing, property costs, administration, IT, human resources, telecoms, transport and vehicles, corporate charges. All contractors contributions to Group overheads [where applicable]
9. The tenderer is to assume Fabric First construction to meet current Building Regulations but is to allow for all Part L uplifts which have been prevalent since June 2022 on a separate line as indicated
10. The tenderer should note that non completion of one schedule will not be a compliant tender - both timber frame and traditional need to be completed
11. The tenderer shall complete the pricing schedule based upon the Affordable Rent specification and Standard House Type layouts (as included within the tender documentation) excluding all abnormal costs.
12. The tenderer shall allow for any cranage and associated works within the timber frame superstructures rate not the preliminaries schedule.
Preliminaries | Quantity | Unit | Rate | Total | Notes
Project specific management and Staff
Project Manager | 52 | weeks |  | 0
Contracts Manager | 52 | weeks |  | 0
Site Engineer | 52 | weeks |  | 0
Site Manager | 52 | weeks |  | 0
Finishing Foreman / Assistant Site Manager | 52 | weeks |  | 0
Labourer (including at handover) | 52 | weeks |  | 0
Quantity Surveying /Commercial Management | 52 | weeks |  | 0
Planner | 52 | weeks |  | 0
Health & Safety Officer | 52 | weeks |  | 0
Site establishment
Delivery of temp accomodation to site and removal on completion | 1 | Item |  | 0
Site office (inc furniture) | 52 | weeks |  | 0
Meeting room (inc furniture) | 52 | weeks |  | 0
Canteens and Kitchens | 52 | weeks |  | 0
Drying room | 52 | weeks |  | 0
Toilets and washrooms | 52 | weeks |  | 0
Secure stores | 52 | weeks |  | 0
Telephones and Photocopiers (connection and charges) | 52 | weeks |  | 0
IT systems with email and internet capability | 52 | weeks |  | 0
Consumables and services associated with site accommodation | 52 | weeks |  | 0
Fire points and fire fighting equipment | 1 | Item |  | 0
Main Contractor's Signboard | 1 | Item |  | 0
Client/Homes England signboard; production, installation and removal (as ER's) | 1 | Item |  | 0
Cleaning
Site cleaning | 52 | weeks |  | 0
Site set up
Tarmac and hardcored compound area | 1 | item |  | 0
Temporary roads including demarcation for safe pedestrian and vehicular routes | 1 | item |  | 0
Temproary fencing to compound area | 1 | item |  | 0
Temporary security fencing to site perimeter | 1 | item |  | 0
Removal of compound on completion; reinstatement | 1 | item |  | 0
Temp Services incl all connections, disconnections and usage
Water supply | 52 | weeks |  | 0
Gas Supply | 52 | weeks |  | 0
Electric supply, Lighting and power | 52 | weeks |  | 0
Drainage | 52 | weeks |  | 0
Security
Night watchman | 52 | weeks |  | 0
Pedestrian gates | 1 | item |  | 0
Vehicular gates | 1 | item |  | 0
CCTV cameras set up costs | 1 | item |  | 0
CCTV weekly charge | 52 | weeks |  | 0
Material distribution
Forklift and driver | 26 | weeks |  | 0
Site plant
Small Dumper | 26 | weeks |  | 0
Mixer | 26 | weeks |  | 0
Road Sweeper including driver and fuel | 26 | weeks |  | 0
Excavator / mini digger including driver and fuel | 26 | weeks |  | 0
Small tools and equiptment | 26 | weeks |  | 0
Health and Safety
1st aid kit | 1 | item |  | 0
Health and safety site visits | 1 | item |  | 0
Falling from heights | 1 | item |  | 0
Scaffolding
External scaffolding including mat | 1 | item |  | 0
Adaption of Scaffolding | 1 | item |  | 0
Internal Scaffolding | 1 | item |  | 0
Fees and charges
Specialist site survey and level survey | 1 | item |  | 0
As built drawings and manuals | 1 | item |  | 0
CDM regulations and health and safety plan | 1 | item |  | 0
Considerate constructors scheme | 1 | item |  | 0
SAP calculations and energy performance certificates | 1 | item |  | 0
Robust details | 1 | item |  | 0
Building Control Fees | 1 | item |  | 0
Planning Condition Discharge Fees | 15 | no |  | 0 | tenderer to assume there are 15 conditions requiring discharge
Adoption Agreements for Section 278, 104 and 38 Agreements | 1 | item |  | 0 | tenderer to assume road and sewers on virtual plan to be adopted
NHBC (or equivalent) 12 year structural warranty cover | 1 | item |  | 0 | tenderer not to include for insolvency cover
Testing and reports
Methane and radon testing and reports | 1 | item |  | 0
Concrete testing and reports | 1 | item |  | 0
Dilapidation Surveys | 1 | Item |  | 0
Sound testing | 1 | item |  | 0
Air pressure tests | 1 | item |  | 0
Handover costs
Snagging costs | 1 | item |  | 0
Contract cleaners | 1 | item |  | 0
Clean to external areas | 1 | item |  | 0
Skips | 8 | no |  | 0
Lorry and tipping charges | 1 | item |  | 0
Resident handover packs | 27 | no |  | 0
Insurances and Guarantees
Project specific Insurance | 1 | Item |  | 0
6.5.1 Insurance | 1 | Item |  | 0
Performance bond / parent company guarantee / insolvency cover |  |  |  | NIL | Contractor to indicate on Supplier Questionnaire
Maintenance period
Defects/Maintenance to dwelling | 27 | no |  | 0
External areas - paths, paving and adopted areas | 1 | item |  | 0
Landscaped areas | 1 | item |  | 0
Total of preliminaries |  |  |  | 0
Total of preliminaries expressed as a weekly cost |  |  |  | 0
Overheads and Profit
Corporate overheads (expressed as a %) |  |  |  | 0%
Profit (expressed as a %) |  |  |  | 0%
Overheads and Profit Total |  |  |  | 0%
Construction Costs
2 bed 3 person house (constructed as a mid mews) | Quantity | Unit | Rate | Total | No of units | Total
Substructures
Traditional strip foundation and lowest floor construction (expressed as GIFA) | 71.6 | m2 |  | 0 | 3 | 0
Superstructures
Superstructures | 71.6 | m2 |  | 0 | 3 | 0
Allowance for Part L June 22 uplift | 1 | item |  | 0 | 3 | 0
Total cost for 2B3P mid mews houses (NDSS) | [5 empty] | 0
2 bed 3 person house (constructed as a semi detached) | Quantity | Unit | Rate | Total | No of units | Total
Substructures
Traditional strip foundation and lowest floor construction (expressed as GIFA) | 71.6 | m2 |  | 0 | 5 | 0
Superstructures
Superstructures | 71.6 | m2 |  | 0 | 5 | 0
Allowance for Part L June 22 uplift | 1 | item |  | 0 | 5 | 0
Total cost for 2B3P semi detached houses (NDSS) | [5 empty] | 0
3 bed 4 person House (constructed as a semi detached) | Quantity | Unit | Rate | Total | No of units | Total
Substructures
Traditional strip foundation and lowest floor construction (expressed as GIFA) | 85.2 | m2 |  | 0 | 10 | 0
Superstructures
Superstructures | 85.2 | m2 |  | 0 | 10 | 0
Allowance for Part L June 22 uplift | 1 | item |  | 0 | 10 | 0
Total cost for 3B4P semi detached houses (NDSS) | [5 empty] | 0
3 bed 4 person House (constructed as a semi detached) (side entrance) | Quantity | Unit | Rate | Total | No of units | Total
Substructures
Traditional strip foundation and lowest floor construction (expressed as GIFA) | 86.1 | m2 |  | 0 | 3 | 0
Superstructures
Superstructures | 86.1 | m2 |  | 0 | 3 | 0
Allowance for Part L June 22 uplift | 1 | item |  | 0 | 3 | 0
Total cost for 3B4P semi detached houses (NDSS) | [5 empty] | 0
3 bed 5 person house (constructed as semi detached) | Quantity | Unit | Rate | Total | No of units | Total
Substructures
Traditional strip foundation and lowest floor construction (expressed as GIFA) | 94.2 | m2 |  | 0 | 6 | 0
Superstructures
Superstructures | 94.2 | m2 |  | 0 | 6 | 0
Allowance for Part L June 22 uplift | 1 | item |  | 0 | 6 | 0
Total cost for 3B5P houses (NDSS) | [5 empty] | 0
EXTERNAL WORKS | Quantity | Unit | Rate | Total
Site Preparation Works
Site Clearance (assume 300mm deep inert to landfil) | 7942 | m² |  | 0
Preparatory Groundworks | 7942 | m² |  | 0
Roads, Paths, Pavings and Surfacings
Adopted Road (tarmac) including all kerbs and dropped kerbs | 814 | m² |  | 0
Adopted footpath 2m wide (tarmac) including all edgings | 592 | m² |  | 0
Non Adopted footpath (tarmac) including all edgings | nil | m² |  | 0
Non Adopted Road and Parking Space (tarmac) including all edgings | 900 | m² |  | 0
PCC concrete paving 600x600mm (PC sum £40/m2 supply) incl edgings | 1225 | m² |  | 0
Soft Landscaping, Planting and Irrigation Systems
Turf and topsoil (300mm deep) | 2639 | m² |  | 0
External low level Planting including topsoil and mulch | 660 | m² | 40 | 26400 | PROV SUM
Tree species (PC sum £300) | 67 | no | 300 | 20100 | PROV SUM
Plot timber gates | 29 | no |  | 0
1800mm high close boarded timber fencing, concrete gravel boards and post | 507 | lm |  | 0
2100mm high close boarded timber fencing, concrete gravel boards and post | 401 | lm |  | 0
External Drainage
Site wide Surface Water and Foul Water Drainage | 1 | item | 81000 | 81000 | PROV SUM
Plot drainage | 27 | item |  | 0
Land Drainage | 1 | item | 6000 | 6000 | PROV SUM
External Services
Water Mains Supply | 1 | item | 23000 | 23000 | PROV SUM
Electricity Mains Supply | 1 | item | 17250 | 17250 | PROV SUM
Gas Mains Supply | 1 | item | 23000 | 23000 | PROV SUM
Telecommunications and other Communication System Connections | 1 | item | 8250 | 8250 | PROV SUM
External Street Lighting Systems | 1 | item | 11500 | 11500 | PROV SUM
Builder's Work In Connection with External Services | 1 | item | 6000 | 6000 | PROV SUM
Total cost for External Works | [5 empty] | 222500
SUMMARY | [5 empty] | TOTAL COST
Preliminaries | [5 empty] | 0
Substructure | [5 empty] | 0
Superstructure | [5 empty] | 0
Part L Uplift | [5 empty] | 0
External Works | [5 empty] | 222500
Post Contract Design Fees at say 3% | [5 empty] | 6675
OHP | [5 empty] | 0
TOTAL GREENFIELD SITE COST FOR 27 AFFORDABLE RENT UNITS IN TIMBER FRAME CONSTRUCTION | [5 empty] | 229175
FINAL SUMMARY
TOTAL GREENFIELD SITE COST FOR 27 AFFORDABLE RENT UNITS IN TRADITIONAL CONSTRUCTION | [5 empty] | 229175
TOTAL GREENFIELD SITE COST FOR 27 AFFORDABLE RENT UNITS IN TIMBER FRAME CONSTRUCTION | [5 empty] | 229175
TOTAL COMBINED SITE COST FOR 27 AFFORDABLE RENT UNITS IN TIMBER FRAME CONSTRUCTION AND 27 UNITS IN TRADITIONAL CONSTRUCTION | [5 empty] | 458350

## Low val Lot 5
INNOVATION CHAIN NORTH
Framework of New build Construction Contractors 2024
PRICING SCHEDULE
TENDERER'S NAME | [insert]
LOW VALUE LOT L5
TRADITIONAL CONSTRUCTION
LOCATION | South Yorkshire, North Nottinghamshire, Lincolnshire, Derbyshire East
Virtual Project Scenario
Nature of project | New Build Affordable Rent Units |  |  | 27 no
Size (m2) and Mix (no) of units | 71.6 | 2B3P House |  | 8 | 572.8 | NDSS
| 85.2 | 3B4P House |  | 10 | 852 | NDSS
| 86.1 | 3B4P House (side) |  | 3 | 258.3 | NDSS
| 94.2 | 3B5P House |  | 6 | 565.2 | NDSS
GIFA (m2) | 2248.3
Site Access | Good access direct from main adopted road network
Vandalism risk | High risk - CCTV required with security guard nights and weekends
Length of Contract | 68 | working weeks
Base Date / Commencement Date | 31st January 2024
Form of Contract | JCT Design and Build 2016 with ICN Amendments
Pricing schedule notes and guidance
1. All rates submitted should be as outlined in the RICS NRM2 Preliminaries (Main Contract)
2. Accommodation and welfare provisions shall be in strict accordance with the CDM Regulations 2015
3. All rates submitted will be applied and used as a basis for the future negotiation of Fixed Price Contracts for all projects within the aforementioned LOT for the full duration of the Framework Agreement. Annual inflationary increases will be applied from the commencement date of the framework and shall be in accordance with BCIS Tender Price Indices or as evidenced to the satisfaction of the instructing client.
4. All items listed below may not be specifically required on every individual project within this LOT. For the purposes of the evaluation each individual item shall be priced or, if included within another item, annotated accordingly identifying which item it is included within. ICN reserves the right to reject any priced schedules submitted with a tender which includes only summary costs or totals which are not fully completed.
5. Should the tenderer deem that a member of the Site Staff and Supervision team will not be required full time on projects within this LOT then the weekly rate shall be adjusted accordingly not the number of weeks. Consideration should be given that the rates inserted will be fixed for future AMP agreements (only subject to inflationary increases as noted above)
6. None of the measured quantities or descriptions are to be altered, all tendering bids are to be based upon a fixed price schedule for consistency.
7. Preliminaries are to be based on the contract period stated above based on traditional masonry construction. Each item is to be priced based on the relevant contract period. The period stated are for time on site and exclude lead in periods for discharge of pre-start planning conditions. Any other pre-start time costs should be included in the preliminaries. Any items not priced will be deemed not to be required on projects of a similar nature within the afoementioned LOT value range for the duration of the Framework Agreement.
8. Tenderers should allow the percentage for profit and corporate overhead [contractors margin] and these are to include: Contractors profit on net costs. Contracting companies corporate operating overheads on net costs which include cost of premises, employment of non site based staff [with the exception of visiting contract surveyors and construction manager] including estimators, customer care teams, business development managers, buyers, planners, resource, scheduling and programmers, directors and heads of departments, accounts, legal, financing, property costs, administration, IT, human resources, telecoms, transport and vehicles, corporate charges. All contractors contributions to Group overheads [where applicable]
9. The tenderer is to assume Fabric First construction to meet current Building Regulations but is to allow for all Part L uplifts which have been prevalent since June 2022 on a separate line as indicated
10. The tenderer should note that non completion of one schedule will not be a compliant tender - both timber frame and traditional need to be completed
11. The tenderer shall complete the pricing schedule based upon the Affordable Rent specification and Standard House Type layouts (as included within the tender documentation) excluding all abnormal costs.
Preliminaries | Quantity | Unit | Rate | Total | Notes
Project specific management and Staff
Project Manager | 68 | weeks |  | 0
Contracts Manager | 68 | weeks |  | 0
Site Engineer | 68 | weeks |  | 0
Site Manager | 68 | weeks |  | 0
Finishing Foreman / Assistant Site Manager | 68 | weeks |  | 0
Labourer (including at handover) | 68 | weeks |  | 0
Quantity Surveying / Commercial Management | 68 | weeks |  | 0
Planner | 68 | weeks |  | 0
Health & Safety Officer | 68 | weeks |  | 0
Site establishment
Delivery of temp accomodation to site and removal on completion | 1 | Item |  | 0
Site office (inc furniture) | 68 | weeks |  | 0
Meeting room (inc furniture) | 68 | weeks |  | 0
Canteens and Kitchens | 68 | weeks |  | 0
Drying room | 68 | weeks |  | 0
Toilets and washrooms | 68 | weeks |  | 0
Secure stores | 68 | weeks |  | 0
Telephones and Photocopiers (connection and charges) | 68 | weeks |  | 0
IT systems with email and internet capability | 68 | weeks |  | 0
Consumables and services associated with site accommodation | 68 | weeks |  | 0
Fire points and fire fighting equipment | 1 | Item |  | 0
Main Contractor's Signboard | 1 | Item |  | 0
Client/Homes England signboard; production, installation and removal (as ER's) | 1 | Item |  | 0
Cleaning
Site cleaning | 68 | weeks |  | 0
Site set up
Tarmac and hardcore compound area | 1 | item |  | 0
Temporary roads incl demarcation for safe pedestrian and vehicular routes | 1 | item |  | 0
Temproary fencing to compound area | 1 | item |  | 0
Temporary security fencing to site perimeter | 1 | item |  | 0
Removal of compound on completion; reinstatement | 1 | item |  | 0
Temp Services incl all connections, disconnections and usage
Water supply | 68 | weeks |  | 0
Gas Supply | 68 | weeks |  | 0
Electric supply, Lighting and power | 68 | weeks |  | 0
Drainage | 68 | weeks |  | 0
Security
Night watchman | 68 | weeks |  | 0
Pedestrian gates | 1 | item |  | 0
Vehicular gates | 1 | item |  | 0
CCTV cameras set up costs | 1 | item |  | 0
CCTV weekly charge | 68 | weeks |  | 0
Material distribution
Forklift and driver | 34 | weeks |  | 0
Site plant
Small Dumper | 34 | weeks |  | 0
Mixer | 34 | weeks |  | 0
Road Sweeper including driver and fuel | 34 | weeks |  | 0
Excavator / mini digger including driver and fuel | 34 | weeks |  | 0
Small tools and equiptment | 34 | weeks |  | 0
Health and Safety
1st aid kit | 1 | item |  | 0
Health and safety site visits | 1 | item |  | 0
Falling from heights | 1 | item |  | 0
Scaffolding
External scaffolding including mat | 1 | item |  | 0
Adaption of Scaffolding | 1 | item |  | 0
Internal Scaffolding | 1 | item |  | 0
Fees and charges
Specialist site survey and level survey | 1 | item |  | 0
As built drawings and manuals | 1 | item |  | 0
CDM regulations and health and safety plan | 1 | item |  | 0
Considerate constructors scheme | 1 | item |  | 0
SAP calculations and energy performance certificates | 1 | item |  | 0
Robust details | 1 | item |  | 0
Building Control Fees | 1 | item |  | 0
Planning Condition Discharge Fees | 15 | no |  | 0 | tenderer to assume there are 15 conditions requiring discharge
Adoption Agreements for Section 278, 104 and 38 Agreements | 1 | item |  | 0 | tenderer to assume road and sewers on virtual plan to be adopted
NHBC (or equivalent) 12 year structural warranty cover | 1 | item |  | 0 | tenderer not to include for insolvency cover
Testing and reports
Methane and radon testing and reports | 1 | item |  | 0
Concrete testing and reports | 1 | item |  | 0
Dilapidation Surveys | 1 | Item |  | 0
Sound testing | 1 | item |  | 0
Air pressure tests | 1 | item |  | 0
Handover costs
Snagging costs / inspections | 1 | item |  | 0
Contract cleaners | 1 | item |  | 0
Clean to external areas | 1 | item |  | 0
Skips | 8 | no |  | 0
Lorry and tipping charges | 1 | item |  | 0
Resident handover packs | 27 | no |  | 0
Insurances and Guarantees
Project specific Insurances | 1 | Item |  | 0
6.5.1 Insurance | 1 | Item |  | 0
Performance bond / parent company guarantee / insolvency cover |  |  |  | NIL | Contractor to indicate on Supplier Questionnaire
Maintenance period
Defects / Maintenance to dwellings | 27 | no |  | 0
External areas - paths, paving and adopted areas | 1 | item |  | 0
Landscaped areas | 1 | item |  | 0
Total of preliminaries |  |  |  | 0
Total of preliminaries expressed as a weekly cost |  |  |  | 0
Overheads and Profit
Corporate overheads (expressed as a %) |  |  |  | 0%
Profit (expressed as a %) |  |  |  | 0%
Overheads and Profit Total |  |  |  | 0%
Construction Costs
2 bed 3 person house (constructed as a mid mews) | Quantity | Unit | Rate | Total | No of units | Total
Substructures
Traditional strip foundation and lowest floor construction (expressed as GIFA) | 71.6 | m2 |  | 0 | 3 | 0
Superstructures
Superstructures | 71.6 | m2 |  | 0 | 3 | 0
Allowance for Part L June 22 uplift | 1 | item |  | 0 | 3 | 0
Total cost for 2B3P mid mews houses (NDSS) | [5 empty] | 0
2 bed 3 person house (constructed as a semi detached) | Quantity | Unit | Rate | Total | No of units | Total
Substructures
Traditional strip foundation and lowest floor construction (expressed as GIFA) | 71.6 | m2 |  | 0 | 5 | 0
Superstructures
Superstructures | 71.6 | m2 |  | 0 | 5 | 0
Allowance for Part L June 22 uplift | 1 | item |  | 0 | 5 | 0
Total cost for 2B3P semi detached houses (NDSS) | [5 empty] | 0
3 bed 4 person House (constructed as a semi detached) | Quantity | Unit | Rate | Total | No of units | Total
Substructures
Traditional strip foundation and lowest floor construction (expressed as GIFA) | 85.2 | m2 |  | 0 | 10 | 0
Superstructures
Superstructures | 85.2 | m2 |  | 0 | 10 | 0
Allowance for Part L June 22 uplift | 1 | item |  | 0 | 10 | 0
Total cost for 3B4P semi detached houses (NDSS) | [5 empty] | 0
3 bed 4 person House (constructed as a semi detached) (side entrance) | Quantity | Unit | Rate | Total | No of units | Total
Substructures
Traditional strip foundation and lowest floor construction (expressed as GIFA) | 86.1 | m2 |  | 0 | 3 | 0
Superstructures
Superstructures | 86.1 | m2 |  | 0 | 3 | 0
Allowance for Part L June 22 uplift | 1 | item |  | 0 | 3 | 0
Total cost for 3B4P semi detached houses (NDSS) | [5 empty] | 0
3 bed 5 person house (constructed as semi detached) | Quantity | Unit | Rate | Total | No of units | Total
Substructures
Traditional strip foundation and lowest floor construction (expressed as GIFA) | 94.2 | m2 |  | 0 | 6 | 0
Superstructures
Superstructures | 94.2 | m2 |  | 0 | 6 | 0
Allowance for Part L June 22 uplift | 1 | item |  | 0 | 6 | 0
Total cost for 3B5P houses (NDSS) | [5 empty] | 0
EXTERNAL WORKS | Quantity | Unit | Rate | Total
Site Preparation Works
Site Clearance (assume 300mm deep inert to landfil) | 7942 | m² |  | 0
Preparatory Groundworks | 7942 | m² |  | 0
Roads, Paths, Pavings and Surfacings
Adopted Road (tarmac) including all kerbs and dropped kerbs | 814 | m² |  | 0
Adopted footpath 2m wide (tarmac) including all edgings | 592 | m² |  | 0
Non Adopted footpath (tarmac) including all edgings | nil | m² |  | 0
Non Adopted Road and Parking Space (tarmac) including all edgings | 900 | m² |  | 0
PCC concrete paving 600x600mm (PC sum £40/m2 supply) incl edgings | 1225 | m² |  | 0
Soft Landscaping, Planting and Irrigation Systems
Turf and topsoil (300mm deep) | 2639 | m² |  | 0
External low level Planting including topsoil and mulch | 660 | m² | 40 | 26400 | PROV SUM
Tree species (PC sum £300) | 67 | no | 300 | 20100 | PROV SUM
Plot timber gates | 29 | no |  | 0
1800mm high close boarded timber fencing, concrete gravel boards and post | 507 | lm |  | 0
2100mm high close boarded timber fencing, concrete gravel boards and post | 401 | lm |  | 0
External Drainage
Site wide Surface Water and Foul Water Drainage | 1 | item | 81000 | 81000 | PROV SUM
Plot drainage | 27 | item |  | 0
Land Drainage | 1 | item | 6000 | 6000 | PROV SUM
External Services
Water Mains Supply | 1 | item | 23000 | 23000 | PROV SUM
Electricity Mains Supply | 1 | item | 17250 | 17250 | PROV SUM
Gas Mains Supply | 1 | item | 23000 | 23000 | PROV SUM
Telecommunications and other Communication System Connections | 1 | item | 8250 | 8250 | PROV SUM
External Street Lighting Systems | 1 | item | 11500 | 11500 | PROV SUM
Builder's Work In Connection with External Services | 1 | item | 6000 | 6000 | PROV SUM
Total cost for External Works | [5 empty] | 222500
SUMMARY | [5 empty] | TOTAL COST
Preliminaries | [5 empty] | 0
Substructure | [5 empty] | 0
Superstructure | [5 empty] | 0
Part L Uplift | [5 empty] | 0
External Works | [5 empty] | 222500
Post Contract Design Fees at say 3% | [5 empty] | 6675
OH&P | [5 empty] | 0
TOTAL GREENFIELD SITE COST FOR 27 AFFORDABLE RENT UNITS IN TRADITIONAL CONSTRUCTION | [5 empty] | 229175
INNOVATION CHAIN NORTH
Framework of New build Construction Contractors 2024
PRICING SCHEDULE
TENDERER'S NAME | [insert]
LOW VALUE LOT L5
TIMBER FRAME CONSTRUCTION
LOCATION | South Yorkshire, North Nottinghamshire, Lincolnshire, Derbyshire East
Virtual Project Scenario
Nature of project | New Build Affordable Rent Units |  |  | 27 no
Size (m2) and Mix (no) of units | 71.6 | 2B3P House |  | 8 | 572.8 | NDSS
| 85.2 | 3B4P House |  | 10 | 852 | NDSS
| 86.1 | 3B4P House (side) |  | 3 | 258.3 | NDSS
| 94.2 | 3B5P House |  | 6 | 565.2 | NDSS
GIFA (m2) | 2248.3
Site Access | Good access direct from main road network
Vandalism risk | High risk - CCTV required with security guard nights and weekends
Length of Contract | 52 | working weeks
Base Date / Commencement Date | 31st January 2024
Form of Contract | JCT design and build 2016 with ICN Amendments
Pricing schedule notes and guidance
1. All rates submitted should be as outlined in the RICS NRM2 Preliminaries (Main Contract)
2. Accommodation and welfare provisions shall be in strict accordance with the CDM Regulations 2015
3. All rates submitted will be applied and used as a basis for the future negotiation of Fixed Price Contracts for all projects within the aforementioned LOT for the full duration of the Framework Agreement. Annual inflationary increases will be applied from the commencement date of the framework and shall be in accordance with BCIS Tender Price Indices or as evidenced to the satisfaction of the instructing client.
4. All items listed below may not be specifically required on every individual project within this LOT. For the purposes of the evaluation each individual item shall be priced or, if included within another item, annotated accordingly identifying which item it is included within. ICN reserves the right to reject any priced schedules submitted with a tender which includes only summary costs or totals which are not fully completed.
5. Should the tenderer deem that a member of the Site Staff and Supervision team will not be required full time on projects within this LOT then the weekly rate shall be adjusted accordingly not the number of weeks. Consideration should be given that the rates inserted will be fixed for future AMP agreements (only subject to inflationary increases as noted above)
6. None of the measured quantities or descriptions are to be altered, all tendering bids are to be based upon a fixed price schedule for consistency.
7. Preliminaries are to be based on the contract period stated above based on timber frame construction. Each item is to be priced based on the relevant contract period. The period stated are for time on site and exclude lead in periods for discharge of pre-start planning conditions. Any other pre-start time costs should be included in the preliminaries. Any items not priced will be deemed not to be required on projects of a similar nature within the afoementioned LOT value range for the duration of the Framework Agreement.
8. Tenderers should allow the percentage for profit and corporate overhead [contractors margin] and these are to include: Contractors profit on net costs. Contracting companies corporate operating overheads on net costs which include cost of premises, employment of non site based staff [with the exception of visiting contract surveyors and construction manager] including estimators, customer care teams, business development managers, buyers, planners, resource, scheduling and programmers, directors and heads of departments, accounts, legal, financing, property costs, administration, IT, human resources, telecoms, transport and vehicles, corporate charges. All contractors contributions to Group overheads [where applicable]
9. The tenderer is to assume Fabric First construction to meet current Building Regulations but is to allow for all Part L uplifts which have been prevalent since June 2022 on a separate line as indicated
10. The tenderer should note that non completion of one schedule will not be a compliant tender - both timber frame and traditional need to be completed
11. The tenderer shall complete the pricing schedule based upon the Affordable Rent specification and Standard House Type layouts (as included within the tender documentation) excluding all abnormal costs.
12. The tenderer shall allow for any cranage and associated works within the timber frame superstructures rate not the preliminaries schedule.
Preliminaries | Quantity | Unit | Rate | Total | Notes
Project specific management and Staff
Project Manager | 52 | weeks |  | 0
Contracts Manager | 52 | weeks |  | 0
Site Engineer | 52 | weeks |  | 0
Site Manager | 52 | weeks |  | 0
Finishing Foreman / Assistant Site Manager | 52 | weeks |  | 0
Labourer (including at handover) | 52 | weeks |  | 0
Quantity Surveying /Commercial Management | 52 | weeks |  | 0
Planner | 52 | weeks |  | 0
Health & Safety Officer | 52 | weeks |  | 0
Site establishment
Delivery of temp accomodation to site and removal on completion | 1 | Item |  | 0
Site office (inc furniture) | 52 | weeks |  | 0
Meeting room (inc furniture) | 52 | weeks |  | 0
Canteens and Kitchens | 52 | weeks |  | 0
Drying room | 52 | weeks |  | 0
Toilets and washrooms | 52 | weeks |  | 0
Secure stores | 52 | weeks |  | 0
Telephones and Photocopiers (connection and charges) | 52 | weeks |  | 0
IT systems with email and internet capability | 52 | weeks |  | 0
Consumables and services associated with site accommodation | 52 | weeks |  | 0
Fire points and fire fighting equipment | 1 | Item |  | 0
Main Contractor's Signboard | 1 | Item |  | 0
Client/Homes England signboard; production, installation and removal (as ER's) | 1 | Item |  | 0
Cleaning
Site cleaning | 52 | weeks |  | 0
Site set up
Tarmac and hardcored compound area | 1 | item |  | 0
Temporary roads including demarcation for safe pedestrian and vehicular routes | 1 | item |  | 0
Temproary fencing to compound area | 1 | item |  | 0
Temporary security fencing to site perimeter | 1 | item |  | 0
Removal of compound on completion; reinstatement | 1 | item |  | 0
Temp Services incl all connections, disconnections and usage
Water supply | 52 | weeks |  | 0
Gas Supply | 52 | weeks |  | 0
Electric supply, Lighting and power | 52 | weeks |  | 0
Drainage | 52 | weeks |  | 0
Security
Night watchman | 52 | weeks |  | 0
Pedestrian gates | 1 | item |  | 0
Vehicular gates | 1 | item |  | 0
CCTV cameras set up costs | 1 | item |  | 0
CCTV weekly charge | 52 | weeks |  | 0
Material distribution
Forklift and driver | 26 | weeks |  | 0
Site plant
Small Dumper | 26 | weeks |  | 0
Mixer | 26 | weeks |  | 0
Road Sweeper including driver and fuel | 26 | weeks |  | 0
Excavator / mini digger including driver and fuel | 26 | weeks |  | 0
Small tools and equiptment | 26 | weeks |  | 0
Health and Safety
1st aid kit | 1 | item |  | 0
Health and safety site visits | 1 | item |  | 0
Falling from heights | 1 | item |  | 0
Scaffolding
External scaffolding including mat | 1 | item |  | 0
Adaption of Scaffolding | 1 | item |  | 0
Internal Scaffolding | 1 | item |  | 0
Fees and charges
Specialist site survey and level survey | 1 | item |  | 0
As built drawings and manuals | 1 | item |  | 0
CDM regulations and health and safety plan | 1 | item |  | 0
Considerate constructors scheme | 1 | item |  | 0
SAP calculations and energy performance certificates | 1 | item |  | 0
Robust details | 1 | item |  | 0
Building Control Fees | 1 | item |  | 0
Planning Condition Discharge Fees | 15 | no |  | 0 | tenderer to assume there are 15 conditions requiring discharge
Adoption Agreements for Section 278, 104 and 38 Agreements | 1 | item |  | 0 | tenderer to assume road and sewers on virtual plan to be adopted
NHBC (or equivalent) 12 year structural warranty cover | 1 | item |  | 0 | tenderer not to include for insolvency cover
Testing and reports
Methane and radon testing and reports | 1 | item |  | 0
Concrete testing and reports | 1 | item |  | 0
Dilapidation Surveys | 1 | Item |  | 0
Sound testing | 1 | item |  | 0
Air pressure tests | 1 | item |  | 0
Handover costs
Snagging costs | 1 | item |  | 0
Contract cleaners | 1 | item |  | 0
Clean to external areas | 1 | item |  | 0
Skips | 8 | no |  | 0
Lorry and tipping charges | 1 | item |  | 0
Resident handover packs | 27 | no |  | 0
Insurances and Guarantees
Project specific Insurance | 1 | Item |  | 0
6.5.1 Insurance | 1 | Item |  | 0
Performance bond / parent company guarantee / insolvency cover |  |  |  | NIL | Contractor to indicate on Supplier Questionnaire
Maintenance period
Defects/Maintenance to dwelling | 27 | no |  | 0
External areas - paths, paving and adopted areas | 1 | item |  | 0
Landscaped areas | 1 | item |  | 0
Total of preliminaries |  |  |  | 0
Total of preliminaries expressed as a weekly cost |  |  |  | 0
Overheads and Profit
Corporate overheads (expressed as a %) |  |  |  | 0%
Profit (expressed as a %) |  |  |  | 0%
Overheads and Profit Total |  |  |  | 0%
Construction Costs
2 bed 3 person house (constructed as a mid mews) | Quantity | Unit | Rate | Total | No of units | Total
Substructures
Traditional strip foundation and lowest floor construction (expressed as GIFA) | 71.6 | m2 |  | 0 | 3 | 0
Superstructures
Superstructures | 71.6 | m2 |  | 0 | 3 | 0
Allowance for Part L June 22 uplift | 1 | item |  | 0 | 3 | 0
Total cost for 2B3P mid mews houses (NDSS) | [5 empty] | 0
2 bed 3 person house (constructed as a semi detached) | Quantity | Unit | Rate | Total | No of units | Total
Substructures
Traditional strip foundation and lowest floor construction (expressed as GIFA) | 71.6 | m2 |  | 0 | 5 | 0
Superstructures
Superstructures | 71.6 | m2 |  | 0 | 5 | 0
Allowance for Part L June 22 uplift | 1 | item |  | 0 | 5 | 0
Total cost for 2B3P semi detached houses (NDSS) | [5 empty] | 0
3 bed 4 person House (constructed as a semi detached) | Quantity | Unit | Rate | Total | No of units | Total
Substructures
Traditional strip foundation and lowest floor construction (expressed as GIFA) | 85.2 | m2 |  | 0 | 10 | 0
Superstructures
Superstructures | 85.2 | m2 |  | 0 | 10 | 0
Allowance for Part L June 22 uplift | 1 | item |  | 0 | 10 | 0
Total cost for 3B4P semi detached houses (NDSS) | [5 empty] | 0
3 bed 4 person House (constructed as a semi detached) (side entrance) | Quantity | Unit | Rate | Total | No of units | Total
Substructures
Traditional strip foundation and lowest floor construction (expressed as GIFA) | 86.1 | m2 |  | 0 | 3 | 0
Superstructures
Superstructures | 86.1 | m2 |  | 0 | 3 | 0
Allowance for Part L June 22 uplift | 1 | item |  | 0 | 3 | 0
Total cost for 3B4P semi detached houses (NDSS) | [5 empty] | 0
3 bed 5 person house (constructed as semi detached) | Quantity | Unit | Rate | Total | No of units | Total
Substructures
Traditional strip foundation and lowest floor construction (expressed as GIFA) | 94.2 | m2 |  | 0 | 6 | 0
Superstructures
Superstructures | 94.2 | m2 |  | 0 | 6 | 0
Allowance for Part L June 22 uplift | 1 | item |  | 0 | 6 | 0
Total cost for 3B5P houses (NDSS) | [5 empty] | 0
EXTERNAL WORKS | Quantity | Unit | Rate | Total
Site Preparation Works
Site Clearance (assume 300mm deep inert to landfil) | 7942 | m² |  | 0
Preparatory Groundworks | 7942 | m² |  | 0
Roads, Paths, Pavings and Surfacings
Adopted Road (tarmac) including all kerbs and dropped kerbs | 814 | m² |  | 0
Adopted footpath 2m wide (tarmac) including all edgings | 592 | m² |  | 0
Non Adopted footpath (tarmac) including all edgings | nil | m² |  | 0
Non Adopted Road and Parking Space (tarmac) including all edgings | 900 | m² |  | 0
PCC concrete paving 600x600mm (PC sum £40/m2 supply) incl edgings | 1225 | m² |  | 0
Soft Landscaping, Planting and Irrigation Systems
Turf and topsoil (300mm deep) | 2639 | m² |  | 0
External low level Planting including topsoil and mulch | 660 | m² | 40 | 26400 | PROV SUM
Tree species (PC sum £300) | 67 | no | 300 | 20100 | PROV SUM
Plot timber gates | 29 | no |  | 0
1800mm high close boarded timber fencing, concrete gravel boards and post | 507 | lm |  | 0
2100mm high close boarded timber fencing, concrete gravel boards and post | 401 | lm |  | 0
External Drainage
Site wide Surface Water and Foul Water Drainage | 1 | item | 81000 | 81000 | PROV SUM
Plot drainage | 27 | item |  | 0
Land Drainage | 1 | item | 6000 | 6000 | PROV SUM
External Services
Water Mains Supply | 1 | item | 23000 | 23000 | PROV SUM
Electricity Mains Supply | 1 | item | 17250 | 17250 | PROV SUM
Gas Mains Supply | 1 | item | 23000 | 23000 | PROV SUM
Telecommunications and other Communication System Connections | 1 | item | 8250 | 8250 | PROV SUM
External Street Lighting Systems | 1 | item | 11500 | 11500 | PROV SUM
Builder's Work In Connection with External Services | 1 | item | 6000 | 6000 | PROV SUM
Total cost for External Works | [5 empty] | 222500
SUMMARY | [5 empty] | TOTAL COST
Preliminaries | [5 empty] | 0
Substructure | [5 empty] | 0
Superstructure | [5 empty] | 0
Part L Uplift | [5 empty] | 0
External Works | [5 empty] | 222500
Post Contract Design Fees at say 3% | [5 empty] | 6675
OHP | [5 empty] | 0
TOTAL GREENFIELD SITE COST FOR 27 AFFORDABLE RENT UNITS IN TIMBER FRAME CONSTRUCTION | [5 empty] | 229175
FINAL SUMMARY
TOTAL GREENFIELD SITE COST FOR 27 AFFORDABLE RENT UNITS IN TRADITIONAL CONSTRUCTION | [5 empty] | 229175
TOTAL GREENFIELD SITE COST FOR 27 AFFORDABLE RENT UNITS IN TIMBER FRAME CONSTRUCTION | [5 empty] | 229175
TOTAL COMBINED SITE COST FOR 27 AFFORDABLE RENT UNITS IN TIMBER FRAME CONSTRUCTION AND 27 UNITS IN TRADITIONAL CONSTRUCTION | [5 empty] | 458350

## High val Lot 1
INNOVATION CHAIN NORTH
Framework of New build Construction Contractors 2024
PRICING SCHEDULE
TENDERER'S NAME | RP Tyson Construction Limted
HIGH VALUE LOT H1 WEST
TRADITIONAL CONSTRUCTION
LOCATION | Greater Manchester, Merseyside, Cheshire, Derbyshire West, Staffordshire, Lancashire, Cumbria
Virtual Project Scenario
Nature of project | New Build Affordable Rent Units |  |  | 80 no
Size (m2) and Mix (no) of units | 71.6 | 2B3P House |  | 19 | 1360.4 | NDSS
| 85.2 | 3B4P House |  | 18 | 1533.6 | NDSS
| 86.1 | 3B4P House (side) |  | 11 | 947.1 | NDSS
| 94.2 | 3B5P House |  | 22 | 2072.4 | NDSS
| 108.3 | 4B6P House |  | 10 | 1083 | NDSS
GIFA (m2) | 6996.5
Site Access | Good access direct from main adopted road network
Vandalism risk | High risk - CCTV required with security guard nights and weekends
Length of Contract | 104 | working weeks
Base Date / Commencement Date | 31st January 2024
Form of Contract | JCT Design and Build 2016 with ICN Amendments
Pricing schedule notes and guidance
1. All rates submitted should be as outlined in the RICS NRM2 Preliminaries (Main Contract)
2. Accommodation and welfare provisions shall be in strict accordance with the CDM Regulations 2015
3. All rates submitted will be applied and used as a basis for the future negotiation of Fixed Price Contracts for all projects within the aforementioned LOT for the full duration of the Framework Agreement. Annual inflationary increases will be applied from the commencement date of the framework and shall be in accordance with BCIS Tender Price Indices or as evidenced to the satisfaction of the instructing client.
4. All items listed below may not be specifically required on every individual project within this LOT. For the purposes of the evaluation each individual item shall be priced or, if included within another item, annotated accordingly identifying which item it is included within. ICN reserves the right to reject any priced schedules submitted with a tender which includes only summary costs or totals which are not fully completed.
5. Should the tenderer deem that a member of the Site Staff and Supervision team will not be required full time on projects within this LOT then the weekly rate shall be adjusted accordingly not the number of weeks. Consideration should be given that the rates inserted will be fixed for future AMP agreements (only subject to inflationary increases as noted above)
6. None of the measured quantities or descriptions are to be altered, all tendering bids are to be based upon a fixed price schedule for consistency.
7. Preliminaries are to be based on the contract period stated above based on traditional masonry construction. Each item is to be priced based on the relevant contract period. The period stated are for time on site and exclude lead in periods for discharge of pre-start planning conditions. Any other pre-start time costs should be included in the preliminaries. Any items not priced will be deemed not to be required on projects of a similar nature within the afoementioned LOT value range for the duration of the Framework Agreement.
8. Tenderers should allow the percentage for profit and corporate overhead [contractors margin] and these are to include: Contractors profit on net costs. Contracting companies corporate operating overheads on net costs which include cost of premises, employment of non site based staff [with the exception of visiting contract surveyors and construction manager] including estimators, customer care teams, business development managers, buyers, planners, resource, scheduling and programmers, directors and heads of departments, accounts, legal, financing, property costs, administration, IT, human resources, telecoms, transport and vehicles, corporate charges. All contractors contributions to Group overheads [where applicable]
9. The tenderer is to assume Fabric First construction to meet current Building Regulations but is to allow for all Part L uplifts which have been prevalent since June 2022 on a separate line as indicated
10. The tenderer should note that non completion of one schedule will not be a compliant tender - both timber frame and traditional need to be completed
11. The tenderer shall complete the pricing schedule based upon the Affordable Rent specification and Standard House Type layouts (as included within the tender documentation) excluding all abnormal costs.
Preliminaries | Quantity | Unit | Rate | Total | Notes
Project specific management and Staff
Project Manager | 104 | weeks | 677 | 70408
Contracts Manager | 104 | weeks | 1131 | 117624
Site Engineer | 104 | weeks | 48 | 4992
Site Manager | 104 | weeks | 1346 | 139984
Finishing Foreman / Assistant Site Manager | 104 | weeks | 623 | 64792
Labourer (including at handover) | 104 | weeks | 1050 | 109200
Quantity Surveying / Commercial Management | 104 | weeks | 508 | 52832
Planner | 104 | weeks | 146 | 15184
Health & Safety Officer | 104 | weeks | 338 | 35152
Site establishment
Delivery of temp accomodation to site and removal on completion | 1 | Item | 1750 | 1750
Site office (inc furniture) | 104 | weeks | 66 | 6864
Meeting room (inc furniture) | 104 | weeks | 43 | 4472
Canteens and Kitchens | 104 | weeks | 47 | 4888
Drying room | 104 | weeks | 29 | 3016
Toilets and washrooms | 104 | weeks | 47 | 4888
Secure stores | 104 | weeks | 38 | 3952
Telephones and Photocopiers (connection and charges) | 104 | weeks | 10 | 1040
IT systems with email and internet capability | 104 | weeks | 0 | 0 | Included in Telephones
Consumables and services associated with site accommodation | 104 | weeks | 85 | 8840
Fire points and fire fighting equipment | 1 | Item | 0 | 0 | Included in Consumables
Main Contractor's Signboard | 1 | Item | 3000 | 3000
Client/Homes England signboard; production, installation and removal (as ER's) | 1 | Item | 0 | 0 | Included in Main Contractor's Signboard
Cleaning
Site cleaning | 104 | weeks | 188 | 19552
Site set up
Tarmac and hardcore compound area | 1 | item | 2700 | 2700
Temporary roads incl demarcation for safe pedestrian and vehicular routes | 1 | item | 75094 | 75094
Temproary fencing to compound area | 1 | item | 14000 | 14000
Temporary security fencing to site perimeter | 1 | item | 51582 | 51582
Removal of compound on completion; reinstatement | 1 | item | 0 | 0 | Included in Temporary roads cost above
Temp Services incl all connections, disconnections and usage
Water supply | 104 | weeks | 95 | 9880
Gas Supply | 104 | weeks | 0 | 0 | We would not require a temporary gas supply
Electric supply, Lighting and power | 104 | weeks | 331 | 34424
Drainage | 104 | weeks | 0 | 0 | Included in Consumables
Security
Night watchman | 104 | weeks | 1269 | 131976
Pedestrian gates | 1 | item | 1575 | 1575
Vehicular gates | 1 | item | 3150 | 3150
CCTV cameras set up costs | 1 | item | 0 | 0 | Included in weekly charge
CCTV weekly charge | 104 | weeks | 225 | 23400
Material distribution
Forklift and driver | 52 | weeks | 2971 | 154492
Site plant
Small Dumper | 52 | weeks | 0 | 0 | Included in groundwork rates
Mixer | 52 | weeks | 19 | 988
Road Sweeper including driver and fuel | 52 | weeks | 167 | 8684
Excavator / mini digger including driver and fuel | 52 | weeks | 0 | 0 | Included in groundwork rates
Small tools and equiptment | 52 | weeks | 140 | 7280
Health and Safety
1st aid kit | 1 | item | 0 | 0 | Included in Consumables
Health and safety site visits | 1 | item | 0 | 0 | Included in Health & Safety Officer cost
Falling from heights | 1 | item | 0 | 0 | Included in scaffolding costs
Scaffolding
External scaffolding including mat | 1 | item | 277835 | 277835
Adaption of Scaffolding | 1 | item | 10750 | 10750
Internal Scaffolding | 1 | item | 62757 | 62757
Fees and charges
Specialist site survey and level survey | 1 | item | 0 | 0 | Included in Site Engineer cost
As built drawings and manuals | 1 | item | 0 | 0 | By architect/engineer
CDM regulations and health and safety plan | 1 | item | 0 | 0 | Included in Health & Safety Officer cost
Considerate constructors scheme | 1 | item | 1350 | 1350
SAP calculations and energy performance certificates | 1 | item | 14480 | 14480
Robust details | 1 | item | 3000 | 3000
Building Control Fees | 1 | item | 17840 | 17840
Planning Condition Discharge Fees | 15 | no | 23 | 345 | tenderer to assume there are 15 conditions requiring discharge
Adoption Agreements for Section 278, 104 and 38 Agreements | 1 | item | 123427 | 123427 | tenderer to assume road and sewers on virtual plan to be adopted
NHBC (or equivalent) 12 year structural warranty cover | 1 | item | 106868 | 106868 | tenderer not to include for insolvency cover
Testing and reports
Methane and radon testing and reports | 1 | item | 1000 | 1000
Concrete testing and reports | 1 | item | 100 | 100
Dilapidation Surveys | 1 | Item | 0 | 0 | Included in Contracts Manager cost
Sound testing | 1 | item | 0 | 0 | Not required if registering with Robust Details
Air pressure tests | 1 | item | 5200 | 5200
Handover costs
Snagging costs / inspections | 1 | item | 0 | 0 | Included in Contracts Manager/Site Manager cost
Contract cleaners | 1 | item | 34000 | 34000
Clean to external areas | 1 | item | 0 | 0 | Included in Contract Cleaners cost
Skips | 15 | no | 3680 | 55200
Lorry and tipping charges | 1 | item | 0 | 0 | Included in groundwork rates
Resident handover packs | 80 | no | 0 | 0 | Included in Health & Safety Officer cost
Insurances and Guarantees
Project specific Insurances | 1 | Item | 37500 | 37500
6.5.1 Insurance | 1 | Item | 10000 | 10000
Performance bond / parent company guarantee / insolvency cover |  |  |  | NIL | Contractor to indicate on Supplier Questionnaire
Maintenance period
Defects / Maintenance to dwellings | 80 | no | 150 | 12000
External areas - paths, paving and adopted areas | 1 | item | 0 | 0 | Included in Landscaped areas
Landscaped areas | 1 | item | 4000 | 4000
Total of preliminaries |  |  |  | 1969307
Total of preliminaries expressed as a weekly cost |  |  |  | 18935.6442
Overheads and Profit
Corporate overheads (expressed as a %) |  |  |  | 4.75%
Profit (expressed as a %) |  |  |  | 1.25%
Overheads and Profit Total |  |  |  | 6%
Construction Costs
2 bed 3 person house (constructed as a mid mews) | Quantity | Unit | Rate | Total | No of units | Total
Substructures
Traditional strip foundation and lowest floor construction (expressed as GIFA) | 71.6 | m2 | 99 | 7088.4 | 3 | 21265.2
Superstructures
Superstructures | 71.6 | m2 | 898 | 64296.8 | 3 | 192890.4
Allowance for Part L June 22 uplift | 1 | item | 3007 | 3007 | 3 | 9021
Total cost for 2B3P mid mews houses (NDSS) | [5 empty] | 223176.6
2 bed 3 person house (constructed as a semi detached) | Quantity | Unit | Rate | Total | No of units | Total
Substructures
Traditional strip foundation and lowest floor construction (expressed as GIFA) | 71.6 | m2 | 99 | 7088.4 | 16 | 113414.4
Superstructures
Superstructures | 71.6 | m2 | 898 | 64296.8 | 16 | 1028748.8
Allowance for Part L June 22 uplift | 1 | item | 3007 | 3007 | 16 | 48112
Total cost for 2B3P semi detached houses (NDSS) | [5 empty] | 1190275.2
3 bed 4 person House (constructed as a mid mews) | Quantity | Unit | Rate | Total | No of units | Total
Substructures
Traditional strip foundation and lowest floor construction (expressed as GIFA) | 85.2 | m2 | 99 | 8434.8 | 7 | 59043.6
Superstructures
Superstructures | 85.2 | m2 | 898 | 76509.6 | 7 | 535567.2
Allowance for Part L June 22 uplift | 1 | item | 3578 | 3578 | 7 | 25046
Total cost for 3B4P mid mews houses (NDSS) | [5 empty] | 619656.8
3 bed 4 person House (constructed as a semi detached) | Quantity | Unit | Rate | Total | No of units | Total
Substructures
Traditional strip foundation and lowest floor construction (expressed as GIFA) | 85.2 | m2 | 99 | 8434.8 | 11 | 92782.8
Superstructures
Superstructures | 85.2 | m2 | 898 | 76509.6 | 11 | 841605.6
Allowance for Part L June 22 uplift | 1 | item | 3578 | 3578 | 11 | 39358
Total cost for 3B4P semi detached houses (NDSS) | [5 empty] | 973746.4
3 bed 4 person house (constructed as semi detached) (side entrance) | Quantity | Unit | Rate | Total | No of units | Total
Substructures
Traditional strip foundation and lowest floor construction (expressed as GIFA) | 86.1 | m2 | 99 | 8523.9 | 11 | 93762.9
Superstructures
Superstructures | 86.1 | m2 | 898 | 77317.8 | 11 | 850495.8
Allowance for Part L June 22 uplift | 1 | item | 3616 | 3616 | 11 | 39776
Total cost for 3B4P semi detached houses (NDSS) | [5 empty] | 984034.7
3 bed 5 person house (constructed as semi detached) | Quantity | Unit | Rate | Total | No of units | Total
Substructures
Traditional strip foundation and lowest floor construction (expressed as GIFA) | 94.2 | m2 | 99 | 9325.8 | 22 | 205167.6
Superstructures
Superstructures | 94.2 | m2 | 898 | 84591.6 | 22 | 1861015.2
Allowance for Part L June 22 uplift | 1 | item | 3956 | 3956 | 22 | 87032
Total cost for 3B5P houses (NDSS) | [5 empty] | 2153214.8
4 bed 6 person house (constructed as semi detached) | Quantity | Unit | Rate | Total | No of units | Total
Substructures
Traditional strip foundation and lowest floor construction (expressed as GIFA) | 108.3 | m2 | 99 | 10721.7 | 10 | 107217
Superstructures
Superstructures | 108.3 | m2 | 898 | 97253.4 | 10 | 972534
Allowance for Part L June 22 uplift | 1 | item | 4549 | 4549 | 10 | 45490
Total cost for 4B6P semi detached houses (NDSS) | [5 empty] | 1125241
EXTERNAL WORKS | Quantity | Unit | Rate | Total
Site Preparation Works
Site Clearance (assume 300mm deep inert to landfil) | 19182 | m² | 12 | 230184
Preparatory Groundworks | 19182 | m² | 1 | 19182
Roads, Paths, Pavings and Surfacings
Adopted Road (tarmac) including all kerbs and dropped kerbs | 1389 | m² | 104 | 144456
Adopted footpath 2m wide (tarmac) including all edgings | 1022 | m² | 90 | 91980
Non Adopted footpath (tarmac) including all edgings | 125 | m² | 52 | 6500
Non Adopted Road and Parking Space (tarmac) including all edgings | 3467 | m² | 58 | 201086
PCC concrete paving 600x600mm (PC sum £40/m2 supply) incl edgings | 2134 | m² | 65 | 138710
Soft Landscaping, Planting and Irrigation Systems
Turf and topsoil (300mm deep) | 6065 | m² | 19 | 115235
External low level Planting including topsoil and mulch | 1515 | m² | 40 | 60600 | PROV SUM
Tree species (PC sum £300) | 134 | no | 300 | 40200 | PROV SUM
Plot timber gates | 86 | no | 255 | 21930
1800mm high close boarded timber fencing, concrete gravel boards and post | 1282 | lm | 62 | 79484
2100mm high close boarded timber fencing, concrete gravel boards and post | 390 | lm | 72 | 28080
External Drainage
Site wide Surface Water and Foul Water Drainage | 1 | item | 290000 | 290000 | PROV SUM
Plot drainage | 80 | item | 3557 | 284560
Land Drainage | 1 | item | 20000 | 20000 | PROV SUM
External Services
Water Mains Supply | 1 | item | 82000 | 82000 | PROV SUM
Electricity Mains Supply | 1 | item | 62500 | 62500 | PROV SUM
Gas Mains Supply | 1 | item | 82000 | 82000 | PROV SUM
Telecommunications and other Communication System Connections | 1 | item | 28500 | 28500 | PROV SUM
External Street Lighting Systems | 1 | item | 42000 | 42000 | PROV SUM
Builder's Work In Connection with External Services | 1 | item | 20500 | 20500 | PROV SUM
Total cost for External Works | [5 empty] | 2089687
SUMMARY | [5 empty] | TOTAL COST
Preliminaries | [5 empty] | 1969307
Substructure | [5 empty] | 692653.5
Superstructure | [5 empty] | 6282857
Part L Uplift | [5 empty] | 293835
External Works | [5 empty] | 2089687
Post Contract Design Fees at say 3% | [5 empty] | 339850.185
OH&P | [5 empty] | 700091.3811
TOTAL GREENFIELD SITE COST FOR 80 AFFORDABLE RENT UNITS IN TRADITIONAL CONSTRUCTION | [5 empty] | 12368281.0661
INNOVATION CHAIN NORTH
Framework of New build Construction Contractors 2024
PRICING SCHEDULE
TENDERER'S NAME | RP Tyson Construction Limted
HIGH VALUE LOT H1 WEST
TIMBER FRAME CONSTRUCTION
LOCATION | Greater Manchester, Merseyside, Cheshire, Derbyshire West, Staffordshire, Lancashire, Cumbria
Virtual Project Scenario
Nature of project | New Build Affordable Rent Units |  |  | 80 no
Size (m2) and Mix (no) of units | 71.6 | 2B3P House |  | 19 | 1360.4 | NDSS
| 85.2 | 3B4P House |  | 18 | 1533.6 | NDSS
| 86.1 | 3B4P House (side) |  | 11 | 947.1 | NDSS
| 94.2 | 3B5P House |  | 22 | 2072.4 | NDSS
| 108.3 | 4B6P House |  | 10 | 1083 | NDSS
GIFA (m2) | 6996.5
Site Access | Good access direct from main road network
Vandalism risk | High risk - CCTV required with security guard nights and weekends
Length of Contract | 86 | working weeks
Base Date / Commencement Date | 31st January 2024
Form of Contract | JCT design and build 2016 with ICN Amendments
Pricing schedule notes and guidance
1. All rates submitted should be as outlined in the RICS NRM2 Preliminaries (Main Contract)
2. Accommodation and welfare provisions shall be in strict accordance with the CDM Regulations 2015
3. All rates submitted will be applied and used as a basis for the future negotiation of Fixed Price Contracts for all projects within the aforementioned LOT for the full duration of the Framework Agreement. Annual inflationary increases will be applied from the commencement date of the framework and shall be in accordance with BCIS Tender Price Indices or as evidenced to the satisfaction of the instructing client.
4. All items listed below may not be specifically required on every individual project within this LOT. For the purposes of the evaluation each individual item shall be priced or, if included within another item, annotated accordingly identifying which item it is included within. ICN reserves the right to reject any priced schedules submitted with a tender which includes only summary costs or totals which are not fully completed.
5. Should the tenderer deem that a member of the Site Staff and Supervision team will not be required full time on projects within this LOT then the weekly rate shall be adjusted accordingly not the number of weeks. Consideration should be given that the rates inserted will be fixed for future AMP agreements (only subject to inflationary increases as noted above)
6. None of the measured quantities or descriptions are to be altered, all tendering bids are to be based upon a fixed price schedule for consistency.
7. Preliminaries are to be based on the contract period stated above based on timber frame construction. Each item is to be priced based on the relevant contract period. The period stated are for time on site and exclude lead in periods for discharge of pre-start planning conditions. Any other pre-start time costs should be included in the preliminaries. Any items not priced will be deemed not to be required on projects of a similar nature within the afoementioned LOT value range for the duration of the Framework Agreement.
8. Tenderers should allow the percentage for profit and corporate overhead [contractors margin] and these are to include: Contractors profit on net costs. Contracting companies corporate operating overheads on net costs which include cost of premises, employment of non site based staff [with the exception of visiting contract surveyors and construction manager] including estimators, customer care teams, business development managers, buyers, planners, resource, scheduling and programmers, directors and heads of departments, accounts, legal, financing, property costs, administration, IT, human resources, telecoms, transport and vehicles, corporate charges. All contractors contributions to Group overheads [where applicable]
9. The tenderer is to assume Fabric First construction to meet current Building Regulations but is to allow for all Part L uplifts which have been prevalent since June 2022 on a separate line as indicated
10. The tenderer should note that non completion of one schedule will not be a compliant tender - both timber frame and traditional need to be completed
11. The tenderer shall complete the pricing schedule based upon the Affordable Rent specification and Standard House Type layouts (as included within the tender documentation) excluding all abnormal costs.
12. The tenderer shall allow for any cranage and associated works within the timber frame superstructures rate not the preliminaries schedule.
Preliminaries | Quantity | Unit | Rate | Total | Notes
Project specific management and Staff
Project Manager | 86 | weeks | 677 | 58222
Contracts Manager | 86 | weeks | 1131 | 97266
Site Engineer | 86 | weeks | 58 | 4988
Site Manager | 86 | weeks | 1346 | 115756
Finishing Foreman / Assistant Site Manager | 86 | weeks | 623 | 53578
Labourer (including at handover) | 86 | weeks | 1050 | 90300
Quantity Surveying /Commercial Management | 86 | weeks | 508 | 43688
Planner | 86 | weeks | 146 | 12556
Health & Safety Officer | 86 | weeks | 338 | 29068
Site establishment
Delivery of temp accomodation to site and removal on completion | 1 | Item | 1750 | 1750
Site office (inc furniture) | 86 | weeks | 69 | 5934
Meeting room (inc furniture) | 86 | weeks | 42 | 3612
Canteens and Kitchens | 86 | weeks | 46 | 3956
Drying room | 86 | weeks | 28 | 2408
Toilets and washrooms | 86 | weeks | 47 | 4042
Secure stores | 86 | weeks | 46 | 3956
Telephones and Photocopiers (connection and charges) | 86 | weeks | 12 | 1032
IT systems with email and internet capability | 86 | weeks | 0 | 0 | Included in Telephones
Consumables and services associated with site accommodation | 86 | weeks | 103 | 8858
Fire points and fire fighting equipment | 1 | Item | 0 | 0 | Included in Consumables
Main Contractor's Signboard | 1 | Item | 3000 | 3000
Client/Homes England signboard; production, installation and removal (as ER's) | 1 | Item | 0 | 0 | Included in Main Contractor's Signboard
Cleaning
Site cleaning | 86 | weeks | 227 | 19522
Site set up
Tarmac and hardcored compound area | 1 | item | 2700 | 2700
Temporary roads including demarcation for safe pedestrian and vehicular routes | 1 | item | 135094 | 135094
Temproary fencing to compound area | 1 | item | 14000 | 14000
Temporary security fencing to site perimeter | 1 | item | 51582 | 51582
Removal of compound on completion; reinstatement | 1 | item | 0 | 0 | Included in Temporary roads cost above
Temp Services incl all connections, disconnections and usage
Water supply | 86 | weeks | 107 | 9202
Gas Supply | 86 | weeks | 0 | 0 | We would not require a temporary gas supply
Electric supply, Lighting and power | 86 | weeks | 340 | 29240
Drainage | 86 | weeks | 0 | 0 | Included in Consumables
Security
Night watchman | 86 | weeks | 1269 | 109134
Pedestrian gates | 1 | item | 1575 | 1575
Vehicular gates | 1 | item | 3150 | 3150
CCTV cameras set up costs | 1 | item | 0 | 0 | Included in weekly charge
CCTV weekly charge | 86 | weeks | 225 | 19350
Material distribution
Forklift and driver | 43 | weeks | 2945 | 126635
Site plant
Small Dumper | 43 | weeks | 0 | 0 | Included in groundwork rates
Mixer | 43 | weeks | 23 | 989
Road Sweeper including driver and fuel | 43 | weeks | 348 | 14964
Excavator / mini digger including driver and fuel | 43 | weeks | 0 | 0 | Included in groundwork rates
Small tools and equiptment | 43 | weeks | 140 | 6020
Health and Safety
1st aid kit | 1 | item | 0 | 0 | Included in Consumables
Health and safety site visits | 1 | item | 0 | 0 | Included in Health & Safety Officer cost
Falling from heights | 1 | item | 0 | 0 | Included in scaffolding costs
Scaffolding
External scaffolding including mat | 1 | item | 277835 | 277835
Adaption of Scaffolding | 1 | item | 10750 | 10750
Internal Scaffolding | 1 | item | 0 | 0 | By Timber Frame subcontractor
Fees and charges
Specialist site survey and level survey | 1 | item | 0 | 0 | Included in Site Engineer cost
As built drawings and manuals | 1 | item | 0 | 0 | By architect/engineer
CDM regulations and health and safety plan | 1 | item | 0 | 0 | Included in Health & Safety Officer cost
Considerate constructors scheme | 1 | item | 1350 | 1350
SAP calculations and energy performance certificates | 1 | item | 14480 | 14480
Robust details | 1 | item | 3000 | 3000
Building Control Fees | 1 | item | 17840 | 17840
Planning Condition Discharge Fees | 1 | item | 350 | 350 | tenderer to assume there are 15 conditions requiring discharge
Adoption Agreements for Section 278, 104 and 38 Agreements | 1 | item | 123427 | 123427 | tenderer to assume road and sewers on virtual plan to be adopted
NHBC (or equivalent) 12 year structural warranty cover | 1 | item | 106868 | 106868 | tenderer not to include for insolvency cover
Testing and reports
Methane and radon testing and reports | 1 | item | 1000 | 1000
Concrete testing and reports | 1 | item | 100 | 100
Dilapidation Surveys | 1 | Item | 0 | 0 | Included in Contracts Manager cost
Sound testing | 1 | item | 0 | 0 | Not required if registering with Robust Details
Air pressure tests | 1 | item | 5200 | 5200
Handover costs
Snagging costs | 1 | item | 0 | 0 | Included in Contracts Manager/Site Manager cost
Contract cleaners | 1 | item | 34000 | 34000
Clean to external areas | 1 | item | 0 | 0 | Included in Contract Cleaners cost
Skips | 15 | no | 3680 | 55200
Lorry and tipping charges | 1 | item | 0 | 0 | Included in groundwork rates
Resident handover packs | 80 | no | 0 | 0 | Included in Health & Safety Officer cost
Insurances and Guarantees
Project specific Insurance | 1 | Item | 37200 | 37200
6.5.1 Insurance | 1 | Item | 10000 | 10000
Performance bond / parent company guarantee / insolvency cover |  |  |  | NIL | Contractor to indicate on Supplier Questionnaire
Maintenance period
Defects/Maintenance to dwelling | 80 | no | 150 | 12000
External areas - paths, paving and adopted areas | 1 | item | 0 | 0 | Included in Landscaped areas
Landscaped areas | 1 | item | 4000 | 4000
Total of preliminaries |  |  |  | 1801727
Total of preliminaries expressed as a weekly cost |  |  |  | 20950.314
Overheads and Profit
Corporate overheads (expressed as a %) |  |  |  | 4.75%
Profit (expressed as a %) |  |  |  | 1.25%
Overheads and Profit Total |  |  |  | 6%
Construction Costs
2 bed 3 person house (constructed as a mid mews) | Quantity | Unit | Rate | Total | No of units | Total
Substructures
Traditional strip foundation and lowest floor construction (expressed as GIFA) | 71.6 | m2 | 99 | 7088.4 | 3 | 21265.2
Superstructures
Superstructures | 71.6 | m2 | 918 | 65728.8 | 3 | 197186.4
Allowance for Part L June 22 uplift | 1 | item | 3007 | 3007 | 3 | 9021
Total cost for 2B3P mid mews houses (NDSS) | [5 empty] | 227472.6
2 bed 3 person house (constructed as a semi detached) | Quantity | Unit | Rate | Total | No of units | Total
Substructures
Traditional strip foundation and lowest floor construction (expressed as GIFA) | 71.6 | m2 | 99 | 7088.4 | 16 | 113414.4
Superstructures
Superstructures | 71.6 | m2 | 918 | 65728.8 | 16 | 1051660.8
Allowance for Part L June 22 uplift | 1 | item | 3007 | 3007 | 16 | 48112
Total cost for 2B3P semi detached houses (NDSS) | [5 empty] | 1213187.2
3 bed 4 person House (constructed as a mid mews) | Quantity | Unit | Rate | Total | No of units | Total
Substructures
Traditional strip foundation and lowest floor construction (expressed as GIFA) | 85.2 | m2 | 99 | 8434.8 | 7 | 59043.6
Superstructures
Superstructures | 85.2 | m2 | 918 | 78213.6 | 7 | 547495.2
Allowance for Part L June 22 uplift | 1 | item | 3578 | 3578 | 7 | 25046
Total cost for 3B4P mid mews houses (NDSS) | [5 empty] | 631584.8
3 bed 4 person House (constructed as a semi detached) | Quantity | Unit | Rate | Total | No of units | Total
Substructures
Traditional strip foundation and lowest floor construction (expressed as GIFA) | 85.2 | m2 | 99 | 8434.8 | 11 | 92782.8
Superstructures
Superstructures | 85.2 | m2 | 918 | 78213.6 | 11 | 860349.6
Allowance for Part L June 22 uplift | 1 | item | 3578 | 3578 | 11 | 39358
Total cost for 3B4P semi detached houses (NDSS) | [5 empty] | 992490.4
3 bed 4 person house (constructed as semi detached) (side entrance) | Quantity | Unit | Rate | Total | No of units | Total
Substructures
Traditional strip foundation and lowest floor construction (expressed as GIFA) | 86.1 | m2 | 99 | 8523.9 | 11 | 93762.9
Superstructures
Superstructures | 86.1 | m2 | 918 | 79039.8 | 11 | 869437.8
Allowance for Part L June 22 uplift | 1 | item | 3616 | 3616 | 11 | 39776
Total cost for 3B4P semi detached houses (NDSS) | [5 empty] | 1002976.7
3 bed 5 person house (constructed as semi detached) | Quantity | Unit | Rate | Total | No of units | Total
Substructures
Traditional strip foundation and lowest floor construction (expressed as GIFA) | 94.2 | m2 | 99 | 9325.8 | 22 | 205167.6
Superstructures
Superstructures | 94.2 | m2 | 918 | 86475.6 | 22 | 1902463.2
Allowance for Part L June 22 uplift | 1 | item | 3956 | 3956 | 22 | 87032
Total cost for 3B5P houses (NDSS) | [5 empty] | 2194662.8
4 bed 6 person house (constructed as semi detached) | Quantity | Unit | Rate | Total | No of units | Total
Substructures
Traditional strip foundation and lowest floor construction (expressed as GIFA) | 108.3 | m2 | 99 | 10721.7 | 10 | 107217
Superstructures
Superstructures | 108.3 | m2 | 918 | 99419.4 | 10 | 994194
Allowance for Part L June 22 uplift | 1 | item | 4549 | 4549 | 10 | 45490
Total cost for 4B6P semi detached houses (NDSS) | [5 empty] | 1146901
EXTERNAL WORKS | Quantity | Unit | Rate | Total
Site Preparation Works
Site Clearance (assume 300mm deep inert to landfil) | 19182 | m² | 12 | 230184
Preparatory Groundworks | 19182 | m² | 1 | 19182
Roads, Paths, Pavings and Surfacings
Adopted Road (tarmac) including all kerbs and dropped kerbs | 1389 | m² | 104 | 144456
Adopted footpath 2m wide (tarmac) including all edgings | 1022 | m² | 90 | 91980
Non Adopted footpath (tarmac) including all edgings | 125 | m² | 52 | 6500
Non Adopted Road and Parking Space (tarmac) including all edgings | 3467 | m² | 58 | 201086
PCC concrete paving 600x600mm (PC sum £40/m2 supply) incl edgings | 2134 | m² | 65 | 138710
Soft Landscaping, Planting and Irrigation Systems
Turf and topsoil (300mm deep) | 6065 | m² | 19 | 115235
External low level Planting including topsoil and mulch | 1515 | m² | 40 | 60600 | PROV SUM
Tree species (PC sum £300) | 134 | no | 300 | 40200 | PROV SUM
Plot timber gates | 86 | no | 255 | 21930
1800mm high close boarded timber fencing, concrete gravel boards and post | 1282 | lm | 62 | 79484
2100mm high close boarded timber fencing, concrete gravel boards and post | 390 | lm | 72 | 28080
External Drainage
Site wide Surface Water and Foul Water Drainage | 1 | item | 290000 | 290000 | PROV SUM
Plot drainage | 80 | item | 3557 | 284560
Land Drainage | 1 | item | 20000 | 20000 | PROV SUM
External Services
Water Mains Supply | 1 | item | 82000 | 82000 | PROV SUM
Electricity Mains Supply | 1 | item | 62500 | 62500 | PROV SUM
Gas Mains Supply | 1 | item | 82000 | 82000 | PROV SUM
Telecommunications and other Communication System Connections | 1 | item | 28500 | 28500 | PROV SUM
External Street Lighting Systems | 1 | item | 42000 | 42000 | PROV SUM
Builder's Work In Connection with External Services | 1 | item | 20500 | 20500 | PROV SUM
Total cost for External Works | [5 empty] | 2089687
SUMMARY | [5 empty] | TOTAL COST
Preliminaries | [5 empty] | 1801727
Substructure | [5 empty] | 692653.5
Superstructure | [5 empty] | 6422787
Part L Uplift | [5 empty] | 293835
External Works | [5 empty] | 2089687
Post Contract Design Fees at say 3% | [5 empty] | 339020.685
OH&P | [5 empty] | 698382.6111
TOTAL GREENFIELD SITE COST FOR 80 AFFORDABLE RENT UNITS IN TRADITIONAL CONSTRUCTION | [5 empty] | 12338092.7961
FINAL SUMMARY
TOTAL GREENFIELD SITE COST FOR 80 AFFORDABLE RENT UNITS IN TRADITIONAL CONSTRUCTION | [5 empty] | 12368281.0661
TOTAL GREENFIELD SITE COST FOR 80 AFFORDABLE RENT UNITS IN TIMBER FRAME CONSTRUCTION | [5 empty] | 12338092.7961
TOTAL COMBINED SITE COST FOR 80 AFFORDABLE RENT UNITS IN TIMBER FRAME CONSTRUCTION AND 80 UNITS IN TRADITIONAL CONSTRUCTION | [5 empty] | 24706373.8622

## High val Lot 2
INNOVATION CHAIN NORTH
Framework of New build Construction Contractors 2024
PRICING SCHEDULE
TENDERER'S NAME | [insert]
HIGH VALUE LOT H2 EAST
TRADITIONAL CONSTRUCTION
LOCATION | Northumberland, Tyne & Wear, Durham, North Yorkshire, West Yorkshire, East Yorkshire, South Yorkshire, North Nottinghamshire, Lincolnshire, Derbyshire East
Virtual Project Scenario
Nature of project | New Build Affordable Rent Units |  |  | 80 no
Size (m2) and Mix (no) of units | 71.6 | 2B3P House |  | 19 | 1360.4 | NDSS
| 85.2 | 3B4P House |  | 18 | 1533.6 | NDSS
| 86.1 | 3B4P House (side) |  | 11 | 947.1 | NDSS
| 94.2 | 3B5P House |  | 22 | 2072.4 | NDSS
| 108.3 | 4B6P House |  | 10 | 1083 | NDSS
GIFA (m2) | 6996.5
Site Access | Good access direct from main adopted road network
Vandalism risk | High risk - CCTV required with security guard nights and weekends
Length of Contract | 104 | working weeks
Base Date / Commencement Date | 31st January 2024
Form of Contract | JCT Design and Build 2016 with ICN Amendments
Pricing schedule notes and guidance
1. All rates submitted should be as outlined in the RICS NRM2 Preliminaries (Main Contract)
2. Accommodation and welfare provisions shall be in strict accordance with the CDM Regulations 2015
3. All rates submitted will be applied and used as a basis for the future negotiation of Fixed Price Contracts for all projects within the aforementioned LOT for the full duration of the Framework Agreement. Annual inflationary increases will be applied from the commencement date of the framework and shall be in accordance with BCIS Tender Price Indices or as evidenced to the satisfaction of the instructing client.
4. All items listed below may not be specifically required on every individual project within this LOT. For the purposes of the evaluation each individual item shall be priced or, if included within another item, annotated accordingly identifying which item it is included within. ICN reserves the right to reject any priced schedules submitted with a tender which includes only summary costs or totals which are not fully completed.
5. Should the tenderer deem that a member of the Site Staff and Supervision team will not be required full time on projects within this LOT then the weekly rate shall be adjusted accordingly not the number of weeks. Consideration should be given that the rates inserted will be fixed for future AMP agreements (only subject to inflationary increases as noted above)
6. None of the measured quantities or descriptions are to be altered, all tendering bids are to be based upon a fixed price schedule for consistency.
7. Preliminaries are to be based on the contract period stated above based on traditional masonry construction. Each item is to be priced based on the relevant contract period. The period stated are for time on site and exclude lead in periods for discharge of pre-start planning conditions. Any other pre-start time costs should be included in the preliminaries. Any items not priced will be deemed not to be required on projects of a similar nature within the afoementioned LOT value range for the duration of the Framework Agreement.
8. Tenderers should allow the percentage for profit and corporate overhead [contractors margin] and these are to include: Contractors profit on net costs. Contracting companies corporate operating overheads on net costs which include cost of premises, employment of non site based staff [with the exception of visiting contract surveyors and construction manager] including estimators, customer care teams, business development managers, buyers, planners, resource, scheduling and programmers, directors and heads of departments, accounts, legal, financing, property costs, administration, IT, human resources, telecoms, transport and vehicles, corporate charges. All contractors contributions to Group overheads [where applicable]
9. The tenderer is to assume Fabric First construction to meet current Building Regulations but is to allow for all Part L uplifts which have been prevalent since June 2022 on a separate line as indicated
10. The tenderer should note that non completion of one schedule will not be a compliant tender - both timber frame and traditional need to be completed
11. The tenderer shall complete the pricing schedule based upon the Affordable Rent specification and Standard House Type layouts (as included within the tender documentation) excluding all abnormal costs.
Preliminaries | Quantity | Unit | Rate | Total | Notes
Project specific management and Staff
Project Manager | 104 | weeks |  | 0
Contracts Manager | 104 | weeks |  | 0
Site Engineer | 104 | weeks |  | 0
Site Manager | 104 | weeks |  | 0
Finishing Foreman / Assistant Site Manager | 104 | weeks |  | 0
Labourer (including at handover) | 104 | weeks |  | 0
Quantity Surveying / Commercial Management | 104 | weeks |  | 0
Planner | 104 | weeks |  | 0
Health & Safety Officer | 104 | weeks |  | 0
Site establishment
Delivery of temp accomodation to site and removal on completion | 1 | Item |  | 0
Site office (inc furniture) | 104 | weeks |  | 0
Meeting room (inc furniture) | 104 | weeks |  | 0
Canteens and Kitchens | 104 | weeks |  | 0
Drying room | 104 | weeks |  | 0
Toilets and washrooms | 104 | weeks |  | 0
Secure stores | 104 | weeks |  | 0
Telephones and Photocopiers (connection and charges) | 104 | weeks |  | 0
IT systems with email and internet capability | 104 | weeks |  | 0
Consumables and services associated with site accommodation | 104 | weeks |  | 0
Fire points and fire fighting equipment | 1 | Item |  | 0
Main Contractor's Signboard | 1 | Item |  | 0
Client/Homes England signboard; production, installation and removal (as ER's) | 1 | Item |  | 0
Cleaning
Site cleaning | 104 | weeks |  | 0
Site set up
Tarmac and hardcore compound area | 1 | item |  | 0
Temporary roads incl demarcation for safe pedestrian and vehicular routes | 1 | item |  | 0
Temproary fencing to compound area | 1 | item |  | 0
Temporary security fencing to site perimeter | 1 | item |  | 0
Removal of compound on completion; reinstatement | 1 | item |  | 0
Temp Services incl all connections, disconnections and usage
Water supply | 104 | weeks |  | 0
Gas Supply | 104 | weeks |  | 0
Electric supply, Lighting and power | 104 | weeks |  | 0
Drainage | 104 | weeks |  | 0
Security
Night watchman | 104 | weeks |  | 0
Pedestrian gates | 1 | item |  | 0
Vehicular gates | 1 | item |  | 0
CCTV cameras set up costs | 1 | item |  | 0
CCTV weekly charge | 104 | weeks |  | 0
Material distribution
Forklift and driver | 52 | weeks |  | 0
Site plant
Small Dumper | 52 | weeks |  | 0
Mixer | 52 | weeks |  | 0
Road Sweeper including driver and fuel | 52 | weeks |  | 0
Excavator / mini digger including driver and fuel | 52 | weeks |  | 0
Small tools and equiptment | 52 | weeks |  | 0
Health and Safety
1st aid kit | 1 | item |  | 0
Health and safety site visits | 1 | item |  | 0
Falling from heights | 1 | item |  | 0
Scaffolding
External scaffolding including mat | 1 | item |  | 0
Adaption of Scaffolding | 1 | item |  | 0
Internal Scaffolding | 1 | item |  | 0
Fees and charges
Specialist site survey and level survey | 1 | item |  | 0
As built drawings and manuals | 1 | item |  | 0
CDM regulations and health and safety plan | 1 | item |  | 0
Considerate constructors scheme | 1 | item |  | 0
SAP calculations and energy performance certificates | 1 | item |  | 0
Robust details | 1 | item |  | 0
Building Control Fees | 1 | item |  | 0
Planning Condition Discharge Fees | 15 | no |  | 0 | tenderer to assume there are 15 conditions requiring discharge
Adoption Agreements for Section 278, 104 and 38 Agreements | 1 | item |  | 0 | tenderer to assume road and sewers on virtual plan to be adopted
NHBC (or equivalent) 12 year structural warranty cover | 1 | item |  | 0 | tenderer not to include for insolvency cover
Testing and reports
Methane and radon testing and reports | 1 | item |  | 0
Concrete testing and reports | 1 | item |  | 0
Dilapidation Surveys | 1 | Item |  | 0
Sound testing | 1 | item |  | 0
Air pressure tests | 1 | item |  | 0
Handover costs
Snagging costs / inspections | 1 | item |  | 0
Contract cleaners | 1 | item |  | 0
Clean to external areas | 1 | item |  | 0
Skips | 15 | no |  | 0
Lorry and tipping charges | 1 | item |  | 0
Resident handover packs | 80 | no |  | 0
Insurances and Guarantees
Project specific Insurances | 1 | Item |  | 0
6.5.1 Insurance | 1 | Item |  | 0
Performance bond / parent company guarantee / insolvency cover |  |  |  | NIL | Contractor to indicate on Supplier Questionnaire
Maintenance period
Defects / Maintenance to dwellings | 80 | no |  | 0
External areas - paths, paving and adopted areas | 1 | item |  | 0
Landscaped areas | 1 | item |  | 0
Total of preliminaries |  |  |  | 0
Total of preliminaries expressed as a weekly cost |  |  |  | 0
Overheads and Profit
Corporate overheads (expressed as a %) |  |  |  | 0%
Profit (expressed as a %) |  |  |  | 0%
Overheads and Profit Total |  |  |  | 0%
Construction Costs
2 bed 3 person house (constructed as a mid mews) | Quantity | Unit | Rate | Total | No of units | Total
Substructures
Traditional strip foundation and lowest floor construction (expressed as GIFA) | 71.6 | m2 |  | 0 | 3 | 0
Superstructures
Superstructures | 71.6 | m2 |  | 0 | 3 | 0
Allowance for Part L June 22 uplift | 1 | item |  | 0 | 3 | 0
Total cost for 2B3P mid mews houses (NDSS) | [5 empty] | 0
2 bed 3 person house (constructed as a semi detached) | Quantity | Unit | Rate | Total | No of units | Total
Substructures
Traditional strip foundation and lowest floor construction (expressed as GIFA) | 71.6 | m2 |  | 0 | 16 | 0
Superstructures
Superstructures | 71.6 | m2 |  | 0 | 16 | 0
Allowance for Part L June 22 uplift | 1 | item |  | 0 | 16 | 0
Total cost for 2B3P semi detached houses (NDSS) | [5 empty] | 0
3 bed 4 person House (constructed as a mid mews) | Quantity | Unit | Rate | Total | No of units | Total
Substructures
Traditional strip foundation and lowest floor construction (expressed as GIFA) | 85.2 | m2 |  | 0 | 7 | 0
Superstructures
Superstructures | 85.2 | m2 |  | 0 | 7 | 0
Allowance for Part L June 22 uplift | 1 | item |  | 0 | 7 | 0
Total cost for 3B4P mid mews houses (NDSS) | [5 empty] | 0
3 bed 4 person House (constructed as a semi detached) | Quantity | Unit | Rate | Total | No of units | Total
Substructures
Traditional strip foundation and lowest floor construction (expressed as GIFA) | 85.2 | m2 |  | 0 | 11 | 0
Superstructures
Superstructures | 85.2 | m2 |  | 0 | 11 | 0
Allowance for Part L June 22 uplift | 1 | item |  | 0 | 11 | 0
Total cost for 3B4P semi detached houses (NDSS) | [5 empty] | 0
3 bed 4 person house (constructed as semi detached) (side entrance) | Quantity | Unit | Rate | Total | No of units | Total
Substructures
Traditional strip foundation and lowest floor construction (expressed as GIFA) | 86.1 | m2 |  | 0 | 11 | 0
Superstructures
Superstructures | 86.1 | m2 |  | 0 | 11 | 0
Allowance for Part L June 22 uplift | 1 | item |  | 0 | 11 | 0
Total cost for 3B4P semi detached houses (NDSS) | [5 empty] | 0
3 bed 5 person house (constructed as semi detached) | Quantity | Unit | Rate | Total | No of units | Total
Substructures
Traditional strip foundation and lowest floor construction (expressed as GIFA) | 94.2 | m2 |  | 0 | 22 | 0
Superstructures
Superstructures | 94.2 | m2 |  | 0 | 22 | 0
Allowance for Part L June 22 uplift | 1 | item |  | 0 | 22 | 0
Total cost for 3B5P houses (NDSS) | [5 empty] | 0
4 bed 6 person house (constructed as semi detached) | Quantity | Unit | Rate | Total | No of units | Total
Substructures
Traditional strip foundation and lowest floor construction (expressed as GIFA) | 108.3 | m2 |  | 0 | 10 | 0
Superstructures
Superstructures | 108.3 | m2 |  | 0 | 10 | 0
Allowance for Part L June 22 uplift | 1 | item |  | 0 | 10 | 0
Total cost for 4B6P semi detached houses (NDSS) | [5 empty] | 0
EXTERNAL WORKS | Quantity | Unit | Rate | Total
Site Preparation Works
Site Clearance (assume 300mm deep inert to landfil) | 19182 | m² |  | 0
Preparatory Groundworks | 19182 | m² |  | 0
Roads, Paths, Pavings and Surfacings
Adopted Road (tarmac) including all kerbs and dropped kerbs | 1389 | m² |  | 0
Adopted footpath 2m wide (tarmac) including all edgings | 1022 | m² |  | 0
Non Adopted footpath (tarmac) including all edgings | 125 | m² |  | 0
Non Adopted Road and Parking Space (tarmac) including all edgings | 3467 | m² |  | 0
PCC concrete paving 600x600mm (PC sum £40/m2 supply) incl edgings | 2134 | m² |  | 0
Soft Landscaping, Planting and Irrigation Systems
Turf and topsoil (300mm deep) | 6065 | m² |  | 0
External low level Planting including topsoil and mulch | 1515 | m² | 40 | 60600 | PROV SUM
Tree species (PC sum £300) | 134 | no | 300 | 40200 | PROV SUM
Plot timber gates | 86 | no |  | 0
1800mm high close boarded timber fencing, concrete gravel boards and post | 1282 | lm |  | 0
2100mm high close boarded timber fencing, concrete gravel boards and post | 390 | lm |  | 0
External Drainage
Site wide Surface Water and Foul Water Drainage | 1 | item | 290000 | 290000 | PROV SUM
Plot drainage | 80 | item |  | 0
Land Drainage | 1 | item | 20000 | 20000 | PROV SUM
External Services
Water Mains Supply | 1 | item | 82000 | 82000 | PROV SUM
Electricity Mains Supply | 1 | item | 62500 | 62500 | PROV SUM
Gas Mains Supply | 1 | item | 82000 | 82000 | PROV SUM
Telecommunications and other Communication System Connections | 1 | item | 28500 | 28500 | PROV SUM
External Street Lighting Systems | 1 | item | 42000 | 42000 | PROV SUM
Builder's Work In Connection with External Services | 1 | item | 20500 | 20500 | PROV SUM
Total cost for External Works | [5 empty] | 728300
SUMMARY | [5 empty] | TOTAL COST
Preliminaries | [5 empty] | 0
Substructure | [5 empty] | 0
Superstructure | [5 empty] | 0
Part L Uplift | [5 empty] | 0
External Works | [5 empty] | 728300
Post Contract Design Fees at say 3% | [5 empty] | 21849
OH&P | [5 empty] | 0
TOTAL GREENFIELD SITE COST FOR 80 AFFORDABLE RENT UNITS IN TRADITIONAL CONSTRUCTION | [5 empty] | 750149
INNOVATION CHAIN NORTH
Framework of New build Construction Contractors 2024
PRICING SCHEDULE
TENDERER'S NAME | [insert]
HIGH VALUE LOT H2 EAST
TIMBER FRAME CONSTRUCTION
LOCATION | Northumberland, Tyne & Wear, Durham, North Yorkshire, West Yorkshire, East Yorkshire, South Yorkshire, North Nottinghamshire, Lincolnshire, Derbyshire East
Virtual Project Scenario
Nature of project | New Build Affordable Rent Units |  |  | 80 no
Size (m2) and Mix (no) of units | 71.6 | 2B3P House |  | 19 | 1360.4 | NDSS
| 85.2 | 3B4P House |  | 18 | 1533.6 | NDSS
| 86.1 | 3B4P House (side) |  | 11 | 947.1 | NDSS
| 94.2 | 3B5P House |  | 22 | 2072.4 | NDSS
| 108.3 | 4B6P House |  | 10 | 1083 | NDSS
GIFA (m2) | 6996.5
Site Access | Good access direct from main road network
Vandalism risk | High risk - CCTV required with security guard nights and weekends
Length of Contract | 86 | working weeks
Base Date / Commencement Date | 31st January 2024
Form of Contract | JCT design and build 2016 with ICN Amendments
Pricing schedule notes and guidance
1. All rates submitted should be as outlined in the RICS NRM2 Preliminaries (Main Contract)
2. Accommodation and welfare provisions shall be in strict accordance with the CDM Regulations 2015
3. All rates submitted will be applied and used as a basis for the future negotiation of Fixed Price Contracts for all projects within the aforementioned LOT for the full duration of the Framework Agreement. Annual inflationary increases will be applied from the commencement date of the framework and shall be in accordance with BCIS Tender Price Indices or as evidenced to the satisfaction of the instructing client.
4. All items listed below may not be specifically required on every individual project within this LOT. For the purposes of the evaluation each individual item shall be priced or, if included within another item, annotated accordingly identifying which item it is included within. ICN reserves the right to reject any priced schedules submitted with a tender which includes only summary costs or totals which are not fully completed.
5. Should the tenderer deem that a member of the Site Staff and Supervision team will not be required full time on projects within this LOT then the weekly rate shall be adjusted accordingly not the number of weeks. Consideration should be given that the rates inserted will be fixed for future AMP agreements (only subject to inflationary increases as noted above)
6. None of the measured quantities or descriptions are to be altered, all tendering bids are to be based upon a fixed price schedule for consistency.
7. Preliminaries are to be based on the contract period stated above based on timber frame construction. Each item is to be priced based on the relevant contract period. The period stated are for time on site and exclude lead in periods for discharge of pre-start planning conditions. Any other pre-start time costs should be included in the preliminaries. Any items not priced will be deemed not to be required on projects of a similar nature within the afoementioned LOT value range for the duration of the Framework Agreement.
8. Tenderers should allow the percentage for profit and corporate overhead [contractors margin] and these are to include: Contractors profit on net costs. Contracting companies corporate operating overheads on net costs which include cost of premises, employment of non site based staff [with the exception of visiting contract surveyors and construction manager] including estimators, customer care teams, business development managers, buyers, planners, resource, scheduling and programmers, directors and heads of departments, accounts, legal, financing, property costs, administration, IT, human resources, telecoms, transport and vehicles, corporate charges. All contractors contributions to Group overheads [where applicable]
9. The tenderer is to assume Fabric First construction to meet current Building Regulations but is to allow for all Part L uplifts which have been prevalent since June 2022 on a separate line as indicated
10. The tenderer should note that non completion of one schedule will not be a compliant tender - both timber frame and traditional need to be completed
11. The tenderer shall complete the pricing schedule based upon the Affordable Rent specification and Standard House Type layouts (as included within the tender documentation) excluding all abnormal costs.
12. The tenderer shall allow for any cranage and associated works within the timber frame superstructures rate not the preliminaries schedule.
Preliminaries | Quantity | Unit | Rate | Total | Notes
Project specific management and Staff
Project Manager | 86 | weeks |  | 0
Contracts Manager | 86 | weeks |  | 0
Site Engineer | 86 | weeks |  | 0
Site Manager | 86 | weeks |  | 0
Finishing Foreman / Assistant Site Manager | 86 | weeks |  | 0
Labourer (including at handover) | 86 | weeks |  | 0
Quantity Surveying /Commercial Management | 86 | weeks |  | 0
Planner | 86 | weeks |  | 0
Health & Safety Officer | 86 | weeks |  | 0
Site establishment
Delivery of temp accomodation to site and removal on completion | 1 | Item |  | 0
Site office (inc furniture) | 86 | weeks |  | 0
Meeting room (inc furniture) | 86 | weeks |  | 0
Canteens and Kitchens | 86 | weeks |  | 0
Drying room | 86 | weeks |  | 0
Toilets and washrooms | 86 | weeks |  | 0
Secure stores | 86 | weeks |  | 0
Telephones and Photocopiers (connection and charges) | 86 | weeks |  | 0
IT systems with email and internet capability | 86 | weeks |  | 0
Consumables and services associated with site accommodation | 86 | weeks |  | 0
Fire points and fire fighting equipment | 1 | Item |  | 0
Main Contractor's Signboard | 1 | Item |  | 0
Client/Homes England signboard; production, installation and removal (as ER's) | 1 | Item |  | 0
Cleaning
Site cleaning | 86 | weeks |  | 0
Site set up
Tarmac and hardcored compound area | 1 | item |  | 0
Temporary roads including demarcation for safe pedestrian and vehicular routes | 1 | item |  | 0
Temproary fencing to compound area | 1 | item |  | 0
Temporary security fencing to site perimeter | 1 | item |  | 0
Removal of compound on completion; reinstatement | 1 | item |  | 0
Temp Services incl all connections, disconnections and usage
Water supply | 86 | weeks |  | 0
Gas Supply | 86 | weeks |  | 0
Electric supply, Lighting and power | 86 | weeks |  | 0
Drainage | 86 | weeks |  | 0
Security
Night watchman | 86 | weeks |  | 0
Pedestrian gates | 1 | item |  | 0
Vehicular gates | 1 | item |  | 0
CCTV cameras set up costs | 1 | item |  | 0
CCTV weekly charge | 86 | weeks |  | 0
Material distribution
Forklift and driver | 43 | weeks |  | 0
Site plant
Small Dumper | 43 | weeks |  | 0
Mixer | 43 | weeks |  | 0
Road Sweeper including driver and fuel | 43 | weeks |  | 0
Excavator / mini digger including driver and fuel | 43 | weeks |  | 0
Small tools and equiptment | 43 | weeks |  | 0
Health and Safety
1st aid kit | 1 | item |  | 0
Health and safety site visits | 1 | item |  | 0
Falling from heights | 1 | item |  | 0
Scaffolding
External scaffolding including mat | 1 | item |  | 0
Adaption of Scaffolding | 1 | item |  | 0
Internal Scaffolding | 1 | item |  | 0
Fees and charges
Specialist site survey and level survey | 1 | item |  | 0
As built drawings and manuals | 1 | item |  | 0
CDM regulations and health and safety plan | 1 | item |  | 0
Considerate constructors scheme | 1 | item |  | 0
SAP calculations and energy performance certificates | 1 | item |  | 0
Robust details | 1 | item |  | 0
Building Control Fees | 1 | item |  | 0
Planning Condition Discharge Fees | 1 | item |  | 0 | tenderer to assume there are 15 conditions requiring discharge
Adoption Agreements for Section 278, 104 and 38 Agreements | 1 | item |  | 0 | tenderer to assume road and sewers on virtual plan to be adopted
NHBC (or equivalent) 12 year structural warranty cover | 1 | item |  | 0 | tenderer not to include for insolvency cover
Testing and reports
Methane and radon testing and reports | 1 | item |  | 0
Concrete testing and reports | 1 | item |  | 0
Dilapidation Surveys | 1 | Item |  | 0
Sound testing | 1 | item |  | 0
Air pressure tests | 1 | item |  | 0
Handover costs
Snagging costs | 1 | item |  | 0
Contract cleaners | 1 | item |  | 0
Clean to external areas | 1 | item |  | 0
Skips | 15 | no |  | 0
Lorry and tipping charges | 1 | item |  | 0
Resident handover packs | 80 | no |  | 0
Insurances and Guarantees
Project specific Insurance | 1 | Item |  | 0
6.5.1 Insurance | 1 | Item |  | 0
Performance bond / parent company guarantee / insolvency cover |  |  |  | NIL | Contractor to indicate on Supplier Questionnaire
Maintenance period
Defects/Maintenance to dwelling | 80 | no |  | 0
External areas - paths, paving and adopted areas | 1 | item |  | 0
Landscaped areas | 1 | item |  | 0
Total of preliminaries |  |  |  | 0
Total of preliminaries expressed as a weekly cost |  |  |  | 0
Overheads and Profit
Corporate overheads (expressed as a %) |  |  |  | 0%
Profit (expressed as a %) |  |  |  | 0%
Overheads and Profit Total |  |  |  | 0%
Construction Costs
2 bed 3 person house (constructed as a mid mews) | Quantity | Unit | Rate | Total | No of units | Total
Substructures
Traditional strip foundation and lowest floor construction (expressed as GIFA) | 71.6 | m2 |  | 0 | 3 | 0
Superstructures
Superstructures | 71.6 | m2 |  | 0 | 3 | 0
Allowance for Part L June 22 uplift | 1 | item |  | 0 | 3 | 0
Total cost for 2B3P mid mews houses (NDSS) | [5 empty] | 0
2 bed 3 person house (constructed as a semi detached) | Quantity | Unit | Rate | Total | No of units | Total
Substructures
Traditional strip foundation and lowest floor construction (expressed as GIFA) | 71.6 | m2 |  | 0 | 16 | 0
Superstructures
Superstructures | 71.6 | m2 |  | 0 | 16 | 0
Allowance for Part L June 22 uplift | 1 | item |  | 0 | 16 | 0
Total cost for 2B3P semi detached houses (NDSS) | [5 empty] | 0
3 bed 4 person House (constructed as a mid mews) | Quantity | Unit | Rate | Total | No of units | Total
Substructures
Traditional strip foundation and lowest floor construction (expressed as GIFA) | 85.2 | m2 |  | 0 | 7 | 0
Superstructures
Superstructures | 85.2 | m2 |  | 0 | 7 | 0
Allowance for Part L June 22 uplift | 1 | item |  | 0 | 7 | 0
Total cost for 3B4P mid mews houses (Non NDSS) | [5 empty] | 0
3 bed 4 person House (constructed as a semi detached) | Quantity | Unit | Rate | Total | No of units | Total
Substructures
Traditional strip foundation and lowest floor construction (expressed as GIFA) | 85.2 | m2 |  | 0 | 11 | 0
Superstructures
Superstructures | 85.2 | m2 |  | 0 | 11 | 0
Allowance for Part L June 22 uplift | 1 | item |  | 0 | 11 | 0
Total cost for 3B4P semi detached houses (NDSS) | [5 empty] | 0
3 bed 4 person house (constructed as semi detached) (side entrance) | Quantity | Unit | Rate | Total | No of units | Total
Substructures
Traditional strip foundation and lowest floor construction (expressed as GIFA) | 86.1 | m2 |  | 0 | 11 | 0
Superstructures
Superstructures | 86.1 | m2 |  | 0 | 11 | 0
Allowance for Part L June 22 uplift | 1 | item |  | 0 | 11 | 0
Total cost for 3B4P semi detached houses (NDSS) | [5 empty] | 0
3 bed 5 person house (constructed as semi detached) | Quantity | Unit | Rate | Total | No of units | Total
Substructures
Traditional strip foundation and lowest floor construction (expressed as GIFA) | 94.2 | m2 |  | 0 | 22 | 0
Superstructures
Superstructures | 94.2 | m2 |  | 0 | 22 | 0
Allowance for Part L June 22 uplift | 1 | item |  | 0 | 22 | 0
Total cost for 3B5P houses (Non NDSS) | [5 empty] | 0
4 bed 6 person house (constructed as semi detached) | Quantity | Unit | Rate | Total | No of units | Total
Substructures
Traditional strip foundation and lowest floor construction (expressed as GIFA) | 108.3 | m2 |  | 0 | 10 | 0
Superstructures
Superstructures | 108.3 | m2 |  | 0 | 10 | 0
Allowance for Part L June 22 uplift | 1 | item |  | 0 | 10 | 0
Total cost for 4B6P semi detached houses (NDSS) | [5 empty] | 0
EXTERNAL WORKS | Quantity | Unit | Rate | Total
Site Preparation Works
Site Clearance (assume 300mm deep inert to landfil) | 19182 | m² |  | 0
Preparatory Groundworks | 19182 | m² |  | 0
Roads, Paths, Pavings and Surfacings
Adopted Road (tarmac) including all kerbs and dropped kerbs | 1389 | m² |  | 0
Adopted footpath 2m wide (tarmac) including all edgings | 1022 | m² |  | 0
Non Adopted footpath (tarmac) including all edgings | 125 | m² |  | 0
Non Adopted Road and Parking Space (tarmac) including all edgings | 3467 | m² |  | 0
PCC concrete paving 600x600mm (PC sum £40/m2 supply) incl edgings | 2134 | m² |  | 0
Soft Landscaping, Planting and Irrigation Systems
Turf and topsoil (300mm deep) | 6065 | m² |  | 0
External low level Planting including topsoil and mulch | 1515 | m² | 40 | 60600 | PROV SUM
Tree species (PC sum £300) | 134 | no | 300 | 40200 | PROV SUM
Plot timber gates | 86 | no |  | 0
1800mm high close boarded timber fencing, concrete gravel boards and post | 1282 | lm |  | 0
2100mm high close boarded timber fencing, concrete gravel boards and post | 390 | lm |  | 0
External Drainage
Site wide Surface Water and Foul Water Drainage | 1 | item | 290000 | 290000 | PROV SUM
Plot drainage | 80 | item |  | 0
Land Drainage | 1 | item | 20000 | 20000 | PROV SUM
External Services
Water Mains Supply | 1 | item | 82000 | 82000 | PROV SUM
Electricity Mains Supply | 1 | item | 62500 | 62500 | PROV SUM
Gas Mains Supply | 1 | item | 82000 | 82000 | PROV SUM
Telecommunications and other Communication System Connections | 1 | item | 28500 | 28500 | PROV SUM
External Street Lighting Systems | 1 | item | 42000 | 42000 | PROV SUM
Builder's Work In Connection with External Services | 1 | item | 20500 | 20500 | PROV SUM
Total cost for External Works | [5 empty] | 728300
SUMMARY | [5 empty] | TOTAL COST
Preliminaries | [5 empty] | 0
Substructure | [5 empty] | 0
Superstructure | [5 empty] | 0
Part L Uplift | [5 empty] | 0
External Works | [5 empty] | 728300
Post Contract Design Fees at say 3% | [5 empty] | 21849
OH&P | [5 empty] | 0
TOTAL GREENFIELD SITE COST FOR 80 AFFORDABLE RENT UNITS IN TRADITIONAL CONSTRUCTION | [5 empty] | 750149
FINAL SUMMARY
TOTAL GREENFIELD SITE COST FOR 80 AFFORDABLE RENT UNITS IN TRADITIONAL CONSTRUCTION | [5 empty] | 750149
TOTAL GREENFIELD SITE COST FOR 80 AFFORDABLE RENT UNITS IN TIMBER FRAME CONSTRUCTION | [5 empty] | 750149
TOTAL COMBINED SITE COST FOR 80 AFFORDABLE RENT UNITS IN TIMBER FRAME CONSTRUCTION AND 80 UNITS IN TRADITIONAL CONSTRUCTION | [5 empty] | 1500298