## Summary Sheet
INNOVATION CHAIN NORTH
Framework of New build Construction Contractors 2024
PRICING SUMMARY SHEET
TENDERER'S NAME | Winworth Construction Ltd
SUMMARY OF TOTAL COMBINED COST FOR TIMBER FRAME AND TRADITIONAL CONSTRUCTION
LOT | COMBINED TOTAL
Low Value L1 | 11324239.7868
Low Value L2 | 11324239.7868
Low Value L3 | 11544494.9868
Low Value L4 | 11544494.9868
Low Value L5 | 11544494.9868
High Value H1 | 32645256.8436
High Value H2 | 32867180.6436
NOTE: Where the 'Combined Total' cells above are highlighted red it is taken that the contractor is not tendering for the lot in question. Only pricing in the green highlighted cells will be taken forward.

## Low val Lot 1
INNOVATION CHAIN NORTH
Framework of New build Construction Contractors 2024
PRICING SCHEDULE
TENDERER'S NAME | Winworth Construction Ltd
LOW VALUE LOT L1
TRADITIONAL CONSTRUCTION
LOCATION | Greater Manchester and Merseyside, Cheshire, Derbyshire West and Staffordshire
Virtual Project Scenario
Nature of project | New Build Affordable Rent Units |  |  | 27 no
Size (m2) and Mix (no) of units | 71.6 | 2B3P House |  | 8 | 572.8 | NDSS
| 85.2 | 3B4P House |  | 10 | 852 | NDSS
| 86.1 | 3B4P House (side) |  | 3 | 258.3 | NDSS
| 94.2 | 3B5P House |  | 6 | 565.2 | NDSS
GIFA (m2) | 2248.3
Site Access | Good access direct from main adopted road network
Vandalism risk | High risk - CCTV required with security guard nights and weekends
Length of Contract | 68 | working weeks
Base Date / Commencement Date | 31st January 2024
Form of Contract | JCT Design and Build 2016 with ICN Amendments
Pricing schedule notes and guidance
1. All rates submitted should be as outlined in the RICS NRM2 Preliminaries (Main Contract)
2. Accommodation and welfare provisions shall be in strict accordance with the CDM Regulations 2015
3. All rates submitted will be applied and used as a basis for the future negotiation of Fixed Price Contracts for all projects within the aforementioned LOT for the full duration of the Framework Agreement. Annual inflationary increases will be applied from the commencement date of the framework and shall be in accordance with BCIS Tender Price Indices or as evidenced to the satisfaction of the instructing client.
4. All items listed below may not be specifically required on every individual project within this LOT. For the purposes of the evaluation each individual item shall be priced or, if included within another item, annotated accordingly identifying which item it is included within. ICN reserves the right to reject any priced schedules submitted with a tender which includes only summary costs or totals which are not fully completed.
5. Should the tenderer deem that a member of the Site Staff and Supervision team will not be required full time on projects within this LOT then the weekly rate shall be adjusted accordingly not the number of weeks. Consideration should be given that the rates inserted will be fixed for future AMP agreements (only subject to inflationary increases as noted above)
6. None of the measured quantities or descriptions are to be altered, all tendering bids are to be based upon a fixed price schedule for consistency.
7. Preliminaries are to be based on the contract period stated above based on traditional masonry construction. Each item is to be priced based on the relevant contract period. The period stated are for time on site and exclude lead in periods for discharge of pre-start planning conditions. Any other pre-start time costs should be included in the preliminaries. Any items not priced will be deemed not to be required on projects of a similar nature within the afoementioned LOT value range for the duration of the Framework Agreement.
8. Tenderers should allow the percentage for profit and corporate overhead [contractors margin] and these are to include: Contractors profit on net costs. Contracting companies corporate operating overheads on net costs which include cost of premises, employment of non site based staff [with the exception of visiting contract surveyors and construction manager] including estimators, customer care teams, business development managers, buyers, planners, resource, scheduling and programmers, directors and heads of departments, accounts, legal, financing, property costs, administration, IT, human resources, telecoms, transport and vehicles, corporate charges. All contractors contributions to Group overheads [where applicable]
9. The tenderer is to assume Fabric First construction to meet current Building Regulations but is to allow for all Part L uplifts which have been prevalent since June 2022 on a separate line as indicated
10. The tenderer should note that non completion of one schedule will not be a compliant tender - both timber frame and traditional need to be completed
11. The tenderer shall complete the pricing schedule based upon the Affordable Rent specification and Standard House Type layouts (as included within the tender documentation) excluding all abnormal costs.
Preliminaries | Quantity | Unit | Rate | Total | Notes
Project specific management and Staff
Project Manager | 68 | weeks | 150 | 10200
Contracts Manager | 68 | weeks | 500 | 34000
Site Engineer | 68 | weeks | 250 | 17000
Site Manager | 68 | weeks | 2000 | 136000
Finishing Foreman / Assistant Site Manager | 68 | weeks | 750 | 51000
Labourer (including at handover) | 68 | weeks | 250 | 17000
Quantity Surveying / Commercial Management | 68 | weeks | 400 | 27200
Planner | 68 | weeks | 100 | 6800
Health & Safety Officer | 68 | weeks | 250 | 17000
Site establishment
Delivery of temp accomodation to site and removal on completion | 1 | Item | 5000 | 5000
Site office (inc furniture) | 68 | weeks | 50 | 3400
Meeting room (inc furniture) | 68 | weeks | 50 | 3400
Canteens and Kitchens | 68 | weeks | 100 | 6800
Drying room | 68 | weeks | 50 | 3400
Toilets and washrooms | 68 | weeks | 100 | 6800
Secure stores | 68 | weeks | 10 | 680
Telephones and Photocopiers (connection and charges) | 68 | weeks | 5 | 340
IT systems with email and internet capability | 68 | weeks | 5 | 340
Consumables and services associated with site accommodation | 68 | weeks | 25 | 1700
Fire points and fire fighting equipment | 1 | Item | 2000 | 2000
Main Contractor's Signboard | 1 | Item | 250 | 250
Client/Homes England signboard; production, installation and removal (as ER's) | 1 | Item | 250 | 250
Cleaning
Site cleaning | 68 | weeks | 100 | 6800
Site set up
Tarmac and hardcore compound area | 1 | item | 3000 | 3000
Temporary roads incl demarcation for safe pedestrian and vehicular routes | 1 | item | 3000 | 3000
Temproary fencing to compound area | 1 | item | 1500 | 1500
Temporary security fencing to site perimeter | 1 | item | 10000 | 10000
Removal of compound on completion; reinstatement | 1 | item | 2000 | 2000
Temp Services incl all connections, disconnections and usage
Water supply | 68 | weeks | 50 | 3400
Gas Supply | 68 | weeks | 100 | 6800
Electric supply, Lighting and power | 68 | weeks | 250 | 17000
Drainage | 68 | weeks | 25 | 1700
Security
Night watchman | 68 | weeks | 1500 | 102000
Pedestrian gates | 1 | item | 250 | 250
Vehicular gates | 1 | item | 1000 | 1000
CCTV cameras set up costs | 1 | item | 500 | 500
CCTV weekly charge | 68 | weeks | 500 | 34000
Material distribution
Forklift and driver | 34 | weeks | 1000 | 34000
Site plant
Small Dumper | 34 | weeks | 1 | 34 | Inc in civils rates
Mixer | 34 | weeks | 1 | 34 | Excluded in lieu of mortar silo
Road Sweeper including driver and fuel | 34 | weeks | 100 | 3400
Excavator / mini digger including driver and fuel | 34 | weeks | 1 | 34 | Inc in civils rates
Small tools and equiptment | 34 | weeks | 200 | 6800
Health and Safety
1st aid kit | 1 | item | 50 | 50
Health and safety site visits | 1 | item | 1 | 1 | Inc in health and safety officer's costs above
Falling from heights | 1 | item | 1 | 1 | Inc in scaffold costs below
Scaffolding
External scaffolding including mat | 1 | item | 67500 | 67500
Adaption of Scaffolding | 1 | item | 5000 | 5000
Internal Scaffolding | 1 | item | 12500 | 12500
Fees and charges
Specialist site survey and level survey | 1 | item | 3500 | 3500
As built drawings and manuals | 1 | item | 1000 | 1000
CDM regulations and health and safety plan | 1 | item | 1000 | 1000
Considerate constructors scheme | 1 | item | 4000 | 4000
SAP calculations and energy performance certificates | 1 | item | 2700 | 2700
Robust details | 1 | item | 6500 | 6500
Building Control Fees | 1 | item | 5000 | 5000
Planning Condition Discharge Fees | 15 | no | 200 | 3000 | tenderer to assume there are 15 conditions requiring discharge
Adoption Agreements for Section 278, 104 and 38 Agreements | 1 | item | 4000 | 4000 | tenderer to assume road and sewers on virtual plan to be adopted
NHBC (or equivalent) 12 year structural warranty cover | 1 | item | 45000 | 45000 | tenderer not to include for insolvency cover
Testing and reports
Methane and radon testing and reports | 1 | item | 1250 | 1250
Concrete testing and reports | 1 | item | 500 | 500
Dilapidation Surveys | 1 | Item | 1 | 1
Sound testing | 1 | item | 2700 | 2700
Air pressure tests | 1 | item | 4239 | 4239
Handover costs
Snagging costs / inspections | 1 | item | 2700 | 2700
Contract cleaners | 1 | item | 5400 | 5400
Clean to external areas | 1 | item | 4000 | 4000
Skips | 8 | no | 250 | 2000
Lorry and tipping charges | 1 | item | 2500 | 2500
Resident handover packs | 27 | no | 100 | 2700
Insurances and Guarantees
Project specific Insurances | 1 | Item | 2000 | 2000
6.5.1 Insurance | 1 | Item | 2000 | 2000
Performance bond / parent company guarantee / insolvency cover |  |  |  | NIL | Contractor to indicate on Supplier Questionnaire
Maintenance period
Defects / Maintenance to dwellings | 27 | no | 250 | 6750
External areas - paths, paving and adopted areas | 1 | item | 3000 | 3000
Landscaped areas | 1 | item | 3000 | 3000
Total of preliminaries |  |  |  | 793304
Total of preliminaries expressed as a weekly cost |  |  |  | 11666.2353
Overheads and Profit
Corporate overheads (expressed as a %) |  |  |  | 4%
Profit (expressed as a %) |  |  |  | 4%
Overheads and Profit Total |  |  |  | 8%
Construction Costs
2 bed 3 person house (constructed as a mid mews) | Quantity | Unit | Rate | Total | No of units | Total
Substructures
Traditional strip foundation and lowest floor construction (expressed as GIFA) | 71.6 | m2 | 315 | 22554 | 3 | 67662
Superstructures
Superstructures | 71.6 | m2 | 1188 | 85060.8 | 3 | 255182.4
Allowance for Part L June 22 uplift | 1 | item | 118.8 | 118.8 | 3 | 356.4
Total cost for 2B3P mid mews houses (NDSS) | [5 empty] | 323200.8
2 bed 3 person house (constructed as a semi detached) | Quantity | Unit | Rate | Total | No of units | Total
Substructures
Traditional strip foundation and lowest floor construction (expressed as GIFA) | 71.6 | m2 | 315 | 22554 | 5 | 112770
Superstructures
Superstructures | 71.6 | m2 | 1188 | 85060.8 | 5 | 425304
Allowance for Part L June 22 uplift | 1 | item | 118.8 | 118.8 | 5 | 594
Total cost for 2B3P semi detached houses (NDSS) | [5 empty] | 538668
3 bed 4 person House (constructed as a semi detached) | Quantity | Unit | Rate | Total | No of units | Total
Substructures
Traditional strip foundation and lowest floor construction (expressed as GIFA) | 85.2 | m2 | 315 | 26838 | 10 | 268380
Superstructures
Superstructures | 85.2 | m2 | 1188 | 101217.6 | 10 | 1012176
Allowance for Part L June 22 uplift | 1 | item | 118.8 | 118.8 | 10 | 1188
Total cost for 3B4P semi detached houses (NDSS) | [5 empty] | 1281744
3 bed 4 person House (constructed as a semi detached) (side entrance) | Quantity | Unit | Rate | Total | No of units | Total
Substructures
Traditional strip foundation and lowest floor construction (expressed as GIFA) | 86.1 | m2 | 315 | 27121.5 | 3 | 81364.5
Superstructures
Superstructures | 86.1 | m2 | 1188 | 102286.8 | 3 | 306860.4
Allowance for Part L June 22 uplift | 1 | item | 118.8 | 118.8 | 3 | 356.4
Total cost for 3B4P semi detached houses (NDSS) | [5 empty] | 388581.3
3 bed 5 person house (constructed as semi detached) | Quantity | Unit | Rate | Total | No of units | Total
Substructures
Traditional strip foundation and lowest floor construction (expressed as GIFA) | 94.2 | m2 | 315 | 29673 | 6 | 178038
Superstructures
Superstructures | 94.2 | m2 | 1188 | 111909.6 | 6 | 671457.6
Allowance for Part L June 22 uplift | 1 | item | 118.8 | 118.8 | 6 | 712.8
Total cost for 3B5P houses (NDSS) | [5 empty] | 850208.4
EXTERNAL WORKS | Quantity | Unit | Rate | Total
Site Preparation Works
Site Clearance (assume 300mm deep inert to landfil) | 7942 | m² | 25 | 198550
Preparatory Groundworks | 7942 | m² | 5 | 39710
Roads, Paths, Pavings and Surfacings
Adopted Road (tarmac) including all kerbs and dropped kerbs | 814 | m² | 75 | 61050
Adopted footpath 2m wide (tarmac) including all edgings | 592 | m² | 72 | 42624
Non Adopted footpath (tarmac) including all edgings | nil | m² | 62 | 0
Non Adopted Road and Parking Space (tarmac) including all edgings | 900 | m² | 65 | 58500
PCC concrete paving 600x600mm (PC sum £40/m2 supply) incl edgings | 1225 | m² | 74 | 90650
Soft Landscaping, Planting and Irrigation Systems
Turf and topsoil (300mm deep) | 2639 | m² | 14 | 36946
External low level Planting including topsoil and mulch | 660 | m² | 40 | 26400 | PROV SUM
Tree species (PC sum £300) | 67 | no | 300 | 20100 | PROV SUM
Plot timber gates | 29 | no | 80 | 2320
1800mm high close boarded timber fencing, concrete gravel boards and post | 507 | lm | 78 | 39546
2100mm high close boarded timber fencing, concrete gravel boards and post | 401 | lm | 92 | 36892
External Drainage
Site wide Surface Water and Foul Water Drainage | 1 | item | 81000 | 81000 | PROV SUM
Plot drainage | 27 | item | 3000 | 81000
Land Drainage | 1 | item | 6000 | 6000 | PROV SUM
External Services
Water Mains Supply | 1 | item | 23000 | 23000 | PROV SUM
Electricity Mains Supply | 1 | item | 17250 | 17250 | PROV SUM
Gas Mains Supply | 1 | item | 23000 | 23000 | PROV SUM
Telecommunications and other Communication System Connections | 1 | item | 8250 | 8250 | PROV SUM
External Street Lighting Systems | 1 | item | 11500 | 11500 | PROV SUM
Builder's Work In Connection with External Services | 1 | item | 6000 | 6000 | PROV SUM
Total cost for External Works | [5 empty] | 910288
SUMMARY | [5 empty] | TOTAL COST
Preliminaries | [5 empty] | 793304
Substructure | [5 empty] | 708214.5
Superstructure | [5 empty] | 2670980.4
Part L Uplift | [5 empty] | 3207.6
External Works | [5 empty] | 910288
Post Contract Design Fees at say 3% | [5 empty] | 152579.835
OH&P | [5 empty] | 419085.9468
TOTAL GREENFIELD SITE COST FOR 27 AFFORDABLE RENT UNITS IN TRADITIONAL CONSTRUCTION | [5 empty] | 5657660.2818
INNOVATION CHAIN NORTH
Framework of New build Construction Contractors 2024
PRICING SCHEDULE
TENDERER'S NAME | Winworth Construction Ltd
LOW VALUE LOT L1
TIMBER FRAME CONSTRUCTION
LOCATION | Greater Manchester and Merseyside, Cheshire, Derbyshire West and Staffordshire
Virtual Project Scenario
Nature of project | New Build Affordable Rent Units |  |  | 27 no
Size (m2) and Mix (no) of units | 71.6 | 2B3P House |  | 8 | 572.8 | NDSS
| 85.2 | 3B4P House |  | 10 | 852 | NDSS
| 86.1 | 3B4P House (side) |  | 3 | 258.3 | NDSS
| 94.2 | 3B5P House |  | 6 | 565.2 | NDSS
GIFA (m2) | 2248.3
Site Access | Good access direct from main road network
Vandalism risk | High risk - CCTV required with security guard nights and weekends
Length of Contract | 52 | working weeks
Base Date / Commencement Date | 31st January 2024
Form of Contract | JCT design and build 2016 with ICN Amendments
Pricing schedule notes and guidance
1. All rates submitted should be as outlined in the RICS NRM2 Preliminaries (Main Contract)
2. Accommodation and welfare provisions shall be in strict accordance with the CDM Regulations 2015
3. All rates submitted will be applied and used as a basis for the future negotiation of Fixed Price Contracts for all projects within the aforementioned LOT for the full duration of the Framework Agreement. Annual inflationary increases will be applied from the commencement date of the framework and shall be in accordance with BCIS Tender Price Indices or as evidenced to the satisfaction of the instructing client.
4. All items listed below may not be specifically required on every individual project within this LOT. For the purposes of the evaluation each individual item shall be priced or, if included within another item, annotated accordingly identifying which item it is included within. ICN reserves the right to reject any priced schedules submitted with a tender which includes only summary costs or totals which are not fully completed.
5. Should the tenderer deem that a member of the Site Staff and Supervision team will not be required full time on projects within this LOT then the weekly rate shall be adjusted accordingly not the number of weeks. Consideration should be given that the rates inserted will be fixed for future AMP agreements (only subject to inflationary increases as noted above)
6. None of the measured quantities or descriptions are to be altered, all tendering bids are to be based upon a fixed price schedule for consistency.
7. Preliminaries are to be based on the contract period stated above based on traditional masonry construction. Each item is to be priced based on the relevant contract period. The period stated are for time on site and exclude lead in periods for discharge of pre-start planning conditions. Any other pre-start time costs should be included in the preliminaries. Any items not priced will be deemed not to be required on projects of a similar nature within the afoementioned LOT value range for the duration of the Framework Agreement.
8. Tenderers should allow the percentage for profit and corporate overhead [contractors margin] and these are to include: Contractors profit on net costs. Contracting companies corporate operating overheads on net costs which include cost of premises, employment of non site based staff [with the exception of visiting contract surveyors and construction manager] including estimators, customer care teams, business development managers, buyers, planners, resource, scheduling and programmers, directors and heads of departments, accounts, legal, financing, property costs, administration, IT, human resources, telecoms, transport and vehicles, corporate charges. All contractors contributions to Group overheads [where applicable]
9. The tenderer is to assume Fabric First construction to meet current Building Regulations but is to allow for all Part L uplifts which have been prevalent since June 2022 on a separate line as indicated
10. The tenderer should note that non completion of one schedule will not be a compliant tender - both timber frame and traditional need to be completed
11. The tenderer shall complete the pricing schedule based upon the Affordable Rent specification and Standard House Type layouts (as included within the tender documentation) excluding all abnormal costs.
12. The tenderer shall allow for any cranage and associated works within the timber frame superstructures rate not the preliminaries schedule.
Preliminaries | Quantity | Unit | Rate | Total | Notes
Project specific management and Staff
Project Manager | 52 | weeks | 150 | 7800
Contracts Manager | 52 | weeks | 500 | 26000
Site Engineer | 52 | weeks | 250 | 13000
Site Manager | 52 | weeks | 2000 | 104000
Finishing Foreman / Assistant Site Manager | 52 | weeks | 750 | 39000
Labourer (including at handover) | 52 | weeks | 250 | 13000
Quantity Surveying /Commercial Management | 52 | weeks | 400 | 20800
Planner | 52 | weeks | 100 | 5200
Health & Safety Officer | 52 | weeks | 250 | 13000
Site establishment
Delivery of temp accomodation to site and removal on completion | 1 | Item | 5000 | 5000
Site office (inc furniture) | 52 | weeks | 50 | 2600
Meeting room (inc furniture) | 52 | weeks | 50 | 2600
Canteens and Kitchens | 52 | weeks | 100 | 5200
Drying room | 52 | weeks | 50 | 2600
Toilets and washrooms | 52 | weeks | 100 | 5200
Secure stores | 52 | weeks | 10 | 520
Telephones and Photocopiers (connection and charges) | 52 | weeks | 5 | 260
IT systems with email and internet capability | 52 | weeks | 5 | 260
Consumables and services associated with site accommodation | 52 | weeks | 25 | 1300
Fire points and fire fighting equipment | 1 | Item | 2000 | 2000
Main Contractor's Signboard | 1 | Item | 250 | 250
Client/Homes England signboard; production, installation and removal (as ER's) | 1 | Item | 250 | 250
Cleaning
Site cleaning | 52 | weeks | 100 | 5200
Site set up
Tarmac and hardcored compound area | 1 | item | 3000 | 3000
Temporary roads including demarcation for safe pedestrian and vehicular routes | 1 | item | 3000 | 3000
Temproary fencing to compound area | 1 | item | 1500 | 1500
Temporary security fencing to site perimeter | 1 | item | 10000 | 10000
Removal of compound on completion; reinstatement | 1 | item | 2000 | 2000
Temp Services incl all connections, disconnections and usage
Water supply | 52 | weeks | 50 | 2600
Gas Supply | 52 | weeks | 100 | 5200
Electric supply, Lighting and power | 52 | weeks | 250 | 13000
Drainage | 52 | weeks | 25 | 1300
Security
Night watchman | 52 | weeks | 1500 | 78000
Pedestrian gates | 1 | item | 250 | 250
Vehicular gates | 1 | item | 1000 | 1000
CCTV cameras set up costs | 1 | item | 500 | 500
CCTV weekly charge | 52 | weeks | 500 | 26000
Material distribution
Forklift and driver | 26 | weeks | 1000 | 26000
Site plant
Small Dumper | 26 | weeks | 1 | 26 | Inc in civils rates
Mixer | 26 | weeks | 1 | 26 | Excluded in lieu of mortar silo
Road Sweeper including driver and fuel | 26 | weeks | 100 | 2600
Excavator / mini digger including driver and fuel | 26 | weeks | 1 | 26 | Inc in civils rates
Small tools and equiptment | 26 | weeks | 200 | 5200
Health and Safety
1st aid kit | 1 | item | 50 | 50
Health and safety site visits | 1 | item | 1 | 1 | Inc in health and safety officer's costs above
Falling from heights | 1 | item | 1 | 1 | Inc in scaffold costs below
Scaffolding
External scaffolding including mat | 1 | item | 67500 | 67500
Adaption of Scaffolding | 1 | item | 5000 | 5000
Internal Scaffolding | 1 | item | 12500 | 12500
Fees and charges
Specialist site survey and level survey | 1 | item | 3500 | 3500
As built drawings and manuals | 1 | item | 1000 | 1000
CDM regulations and health and safety plan | 1 | item | 1000 | 1000
Considerate constructors scheme | 1 | item | 4000 | 4000
SAP calculations and energy performance certificates | 1 | item | 2700 | 2700
Robust details | 1 | item | 6500 | 6500
Building Control Fees | 1 | item | 5000 | 5000
Planning Condition Discharge Fees | 15 | no | 200 | 3000 | tenderer to assume there are 15 conditions requiring discharge
Adoption Agreements for Section 278, 104 and 38 Agreements | 1 | item | 4000 | 4000 | tenderer to assume road and sewers on virtual plan to be adopted
NHBC (or equivalent) 12 year structural warranty cover | 1 | item | 45000 | 45000 | tenderer not to include for insolvency cover
Testing and reports
Methane and radon testing and reports | 1 | item | 1250 | 1250
Concrete testing and reports | 1 | item | 500 | 500
Dilapidation Surveys | 1 | Item | 1 | 1
Sound testing | 1 | item | 2700 | 2700
Air pressure tests | 1 | item | 4239 | 4239
Handover costs
Snagging costs | 1 | item | 2700 | 2700
Contract cleaners | 1 | item | 5400 | 5400
Clean to external areas | 1 | item | 4000 | 4000
Skips | 8 | no | 250 | 2000
Lorry and tipping charges | 1 | item | 2500 | 2500
Resident handover packs | 27 | no | 100 | 2700
Insurances and Guarantees
Project specific Insurance | 1 | Item | 2000 | 2000
6.5.1 Insurance | 1 | Item | 2000 | 2000
Performance bond / parent company guarantee / insolvency cover |  |  |  | NIL | Contractor to indicate on Supplier Questionnaire
Maintenance period
Defects/Maintenance to dwelling | 27 | no | 250 | 6750
External areas - paths, paving and adopted areas | 1 | item | 3000 | 3000
Landscaped areas | 1 | item | 3000 | 3000
Total of preliminaries |  |  |  | 661760
Total of preliminaries expressed as a weekly cost |  |  |  | 12726.1538
Overheads and Profit
Corporate overheads (expressed as a %) |  |  |  | 4%
Profit (expressed as a %) |  |  |  | 4%
Overheads and Profit Total |  |  |  | 8%
Construction Costs
2 bed 3 person house (constructed as a mid mews) | Quantity | Unit | Rate | Total | No of units | Total
Substructures
Traditional strip foundation and lowest floor construction (expressed as GIFA) | 71.6 | m2 | 315 | 22554 | 3 | 67662
Superstructures
Superstructures | 71.6 | m2 | 1250 | 89500 | 3 | 268500
Allowance for Part L June 22 uplift | 1 | item | 125 | 125 | 3 | 375
Total cost for 2B3P mid mews houses (NDSS) | [5 empty] | 336537
2 bed 3 person house (constructed as a semi detached) | Quantity | Unit | Rate | Total | No of units | Total
Substructures
Traditional strip foundation and lowest floor construction (expressed as GIFA) | 71.6 | m2 | 315 | 22554 | 5 | 112770
Superstructures
Superstructures | 71.6 | m2 | 1250 | 89500 | 5 | 447500
Allowance for Part L June 22 uplift | 1 | item | 125 | 125 | 5 | 625
Total cost for 2B3P semi detached houses (NDSS) | [5 empty] | 560895
3 bed 4 person House (constructed as a semi detached) | Quantity | Unit | Rate | Total | No of units | Total
Substructures
Traditional strip foundation and lowest floor construction (expressed as GIFA) | 85.2 | m2 | 315 | 26838 | 10 | 268380
Superstructures
Superstructures | 85.2 | m2 | 1250 | 106500 | 10 | 1065000
Allowance for Part L June 22 uplift | 1 | item | 125 | 125 | 10 | 1250
Total cost for 3B4P semi detached houses (NDSS) | [5 empty] | 1334630
3 bed 4 person House (constructed as a semi detached) (side entrance) | Quantity | Unit | Rate | Total | No of units | Total
Substructures
Traditional strip foundation and lowest floor construction (expressed as GIFA) | 86.1 | m2 | 315 | 27121.5 | 3 | 81364.5
Superstructures
Superstructures | 86.1 | m2 | 1250 | 107625 | 3 | 322875
Allowance for Part L June 22 uplift | 1 | item | 125 | 125 | 3 | 375
Total cost for 3B4P semi detached houses (NDSS) | [5 empty] | 404614.5
3 bed 5 person house (constructed as semi detached) | Quantity | Unit | Rate | Total | No of units | Total
Substructures
Traditional strip foundation and lowest floor construction (expressed as GIFA) | 94.2 | m2 | 315 | 29673 | 6 | 178038
Superstructures
Superstructures | 94.2 | m2 | 1250 | 117750 | 6 | 706500
Allowance for Part L June 22 uplift | 1 | item | 125 | 125 | 6 | 750
Total cost for 3B5P houses (NDSS) | [5 empty] | 885288
EXTERNAL WORKS | Quantity | Unit | Rate | Total
Site Preparation Works
Site Clearance (assume 300mm deep inert to landfil) | 7942 | m² | 25 | 198550
Preparatory Groundworks | 7942 | m² | 5 | 39710
Roads, Paths, Pavings and Surfacings
Adopted Road (tarmac) including all kerbs and dropped kerbs | 814 | m² | 75 | 61050
Adopted footpath 2m wide (tarmac) including all edgings | 592 | m² | 72 | 42624
Non Adopted footpath (tarmac) including all edgings | nil | m² | 62 | 0
Non Adopted Road and Parking Space (tarmac) including all edgings | 900 | m² | 65 | 58500
PCC concrete paving 600x600mm (PC sum £40/m2 supply) incl edgings | 1225 | m² | 74 | 90650
Soft Landscaping, Planting and Irrigation Systems
Turf and topsoil (300mm deep) | 2639 | m² | 14 | 36946
External low level Planting including topsoil and mulch | 660 | m² | 40 | 26400 | PROV SUM
Tree species (PC sum £300) | 67 | no | 300 | 20100 | PROV SUM
Plot timber gates | 29 | no | 80 | 2320
1800mm high close boarded timber fencing, concrete gravel boards and post | 507 | lm | 78 | 39546
2100mm high close boarded timber fencing, concrete gravel boards and post | 401 | lm | 92 | 36892
External Drainage
Site wide Surface Water and Foul Water Drainage | 1 | item | 81000 | 81000 | PROV SUM
Plot drainage | 27 | item | 3000 | 81000
Land Drainage | 1 | item | 6000 | 6000 | PROV SUM
External Services
Water Mains Supply | 1 | item | 23000 | 23000 | PROV SUM
Electricity Mains Supply | 1 | item | 17250 | 17250 | PROV SUM
Gas Mains Supply | 1 | item | 23000 | 23000 | PROV SUM
Telecommunications and other Communication System Connections | 1 | item | 8250 | 8250 | PROV SUM
External Street Lighting Systems | 1 | item | 11500 | 11500 | PROV SUM
Builder's Work In Connection with External Services | 1 | item | 6000 | 6000 | PROV SUM
Total cost for External Works | [5 empty] | 910288
SUMMARY | [5 empty] | TOTAL COST
Preliminaries | [5 empty] | 661760
Substructure | [5 empty] | 708214.5
Superstructure | [5 empty] | 2810375
Part L Uplift | [5 empty] | 3375
External Works | [5 empty] | 910288
Post Contract Design Fees at say 3% | [5 empty] | 152820.375
OHP | [5 empty] | 419746.63
TOTAL GREENFIELD SITE COST FOR 27 AFFORDABLE RENT UNITS IN TIMBER FRAME CONSTRUCTION | [5 empty] | 5666579.505
FINAL SUMMARY
TOTAL GREENFIELD SITE COST FOR 27 AFFORDABLE RENT UNITS IN TRADITIONAL CONSTRUCTION | [5 empty] | 5657660.2818
TOTAL GREENFIELD SITE COST FOR 27 AFFORDABLE RENT UNITS IN TIMBER FRAME CONSTRUCTION | [5 empty] | 5666579.505
TOTAL COMBINED SITE COST FOR 27 AFFORDABLE RENT UNITS IN TIMBER FRAME CONSTRUCTION AND 27 UNITS IN TRADITIONAL CONSTRUCTION | [5 empty] | 11324239.7868

## Low val Lot 2
INNOVATION CHAIN NORTH
Framework of New build Construction Contractors 2024
PRICING SCHEDULE
TENDERER'S NAME | Winworth Construction Ltd
LOW VALUE LOT L2
TRADITIONAL CONSTRUCTION
LOCATION | Lancashire and Cumbria
Virtual Project Scenario
Nature of project | New Build Affordable Rent Units |  |  | 27 no
Size (m2) and Mix (no) of units | 71.6 | 2B3P House |  | 8 | 572.8 | NDSS
| 85.2 | 3B4P House |  | 10 | 852 | NDSS
| 86.1 | 3B4P House (side) |  | 3 | 258.3 | NDSS
| 94.2 | 3B5P House |  | 6 | 565.2 | NDSS
GIFA (m2) | 2248.3
Site Access | Good access direct from main adopted road network
Vandalism risk | High risk - CCTV required with security guard nights and weekends
Length of Contract | 68 | working weeks
Base Date / Commencement Date | 31st January 2024
Form of Contract | JCT Design and Build 2016 with ICN Amendments
Pricing schedule notes and guidance
1. All rates submitted should be as outlined in the RICS NRM2 Preliminaries (Main Contract)
2. Accommodation and welfare provisions shall be in strict accordance with the CDM Regulations 2015
3. All rates submitted will be applied and used as a basis for the future negotiation of Fixed Price Contracts for all projects within the aforementioned LOT for the full duration of the Framework Agreement. Annual inflationary increases will be applied from the commencement date of the framework and shall be in accordance with BCIS Tender Price Indices or as evidenced to the satisfaction of the instructing client.
4. All items listed below may not be specifically required on every individual project within this LOT. For the purposes of the evaluation each individual item shall be priced or, if included within another item, annotated accordingly identifying which item it is included within. ICN reserves the right to reject any priced schedules submitted with a tender which includes only summary costs or totals which are not fully completed.
5. Should the tenderer deem that a member of the Site Staff and Supervision team will not be required full time on projects within this LOT then the weekly rate shall be adjusted accordingly not the number of weeks. Consideration should be given that the rates inserted will be fixed for future AMP agreements (only subject to inflationary increases as noted above)
6. None of the measured quantities or descriptions are to be altered, all tendering bids are to be based upon a fixed price schedule for consistency.
7. Preliminaries are to be based on the contract period stated above based on traditional masonry construction. Each item is to be priced based on the relevant contract period. The period stated are for time on site and exclude lead in periods for discharge of pre-start planning conditions. Any other pre-start time costs should be included in the preliminaries. Any items not priced will be deemed not to be required on projects of a similar nature within the afoementioned LOT value range for the duration of the Framework Agreement.
8. Tenderers should allow the percentage for profit and corporate overhead [contractors margin] and these are to include: Contractors profit on net costs. Contracting companies corporate operating overheads on net costs which include cost of premises, employment of non site based staff [with the exception of visiting contract surveyors and construction manager] including estimators, customer care teams, business development managers, buyers, planners, resource, scheduling and programmers, directors and heads of departments, accounts, legal, financing, property costs, administration, IT, human resources, telecoms, transport and vehicles, corporate charges. All contractors contributions to Group overheads [where applicable]
9. The tenderer is to assume Fabric First construction to meet current Building Regulations but is to allow for all Part L uplifts which have been prevalent since June 2022 on a separate line as indicated
10. The tenderer should note that non completion of one schedule will not be a compliant tender - both timber frame and traditional need to be completed
11. The tenderer shall complete the pricing schedule based upon the Affordable Rent specification and Standard House Type layouts (as included within the tender documentation) excluding all abnormal costs.
Preliminaries | Quantity | Unit | Rate | Total | Notes
Project specific management and Staff
Project Manager | 68 | weeks | 150 | 10200
Contracts Manager | 68 | weeks | 500 | 34000
Site Engineer | 68 | weeks | 250 | 17000
Site Manager | 68 | weeks | 2000 | 136000
Finishing Foreman / Assistant Site Manager | 68 | weeks | 750 | 51000
Labourer (including at handover) | 68 | weeks | 250 | 17000
Quantity Surveying / Commercial Management | 68 | weeks | 400 | 27200
Planner | 68 | weeks | 100 | 6800
Health & Safety Officer | 68 | weeks | 250 | 17000
Site establishment
Delivery of temp accomodation to site and removal on completion | 1 | Item | 5000 | 5000
Site office (inc furniture) | 68 | weeks | 50 | 3400
Meeting room (inc furniture) | 68 | weeks | 50 | 3400
Canteens and Kitchens | 68 | weeks | 100 | 6800
Drying room | 68 | weeks | 50 | 3400
Toilets and washrooms | 68 | weeks | 100 | 6800
Secure stores | 68 | weeks | 10 | 680
Telephones and Photocopiers (connection and charges) | 68 | weeks | 5 | 340
IT systems with email and internet capability | 68 | weeks | 5 | 340
Consumables and services associated with site accommodation | 68 | weeks | 25 | 1700
Fire points and fire fighting equipment | 1 | Item | 2000 | 2000
Main Contractor's Signboard | 1 | Item | 250 | 250
Client/Homes England signboard; production, installation and removal (as ER's) | 1 | Item | 250 | 250
Cleaning
Site cleaning | 68 | weeks | 100 | 6800
Site set up
Tarmac and hardcore compound area | 1 | item | 3000 | 3000
Temporary roads incl demarcation for safe pedestrian and vehicular routes | 1 | item | 3000 | 3000
Temproary fencing to compound area | 1 | item | 1500 | 1500
Temporary security fencing to site perimeter | 1 | item | 10000 | 10000
Removal of compound on completion; reinstatement | 1 | item | 2000 | 2000
Temp Services incl all connections, disconnections and usage
Water supply | 68 | weeks | 50 | 3400
Gas Supply | 68 | weeks | 100 | 6800
Electric supply, Lighting and power | 68 | weeks | 250 | 17000
Drainage | 68 | weeks | 25 | 1700
Security
Night watchman | 68 | weeks | 1500 | 102000
Pedestrian gates | 1 | item | 250 | 250
Vehicular gates | 1 | item | 1000 | 1000
CCTV cameras set up costs | 1 | item | 500 | 500
CCTV weekly charge | 68 | weeks | 500 | 34000
Material distribution
Forklift and driver | 34 | weeks | 1000 | 34000
Site plant
Small Dumper | 34 | weeks | 1 | 34 | Inc in civils rates
Mixer | 34 | weeks | 1 | 34 | Excluded in lieu of mortar silo
Road Sweeper including driver and fuel | 34 | weeks | 100 | 3400
Excavator / mini digger including driver and fuel | 34 | weeks | 1 | 34 | Inc in civils rates
Small tools and equiptment | 34 | weeks | 200 | 6800
Health and Safety
1st aid kit | 1 | item | 50 | 50
Health and safety site visits | 1 | item | 1 | 1 | Inc in health and safety officer's costs above
Falling from heights | 1 | item | 1 | 1 | Inc in scaffold costs below
Scaffolding
External scaffolding including mat | 1 | item | 67500 | 67500
Adaption of Scaffolding | 1 | item | 5000 | 5000
Internal Scaffolding | 1 | item | 12500 | 12500
Fees and charges
Specialist site survey and level survey | 1 | item | 3500 | 3500
As built drawings and manuals | 1 | item | 1000 | 1000
CDM regulations and health and safety plan | 1 | item | 1000 | 1000
Considerate constructors scheme | 1 | item | 4000 | 4000
SAP calculations and energy performance certificates | 1 | item | 2700 | 2700
Robust details | 1 | item | 6500 | 6500
Building Control Fees | 1 | item | 5000 | 5000
Planning Condition Discharge Fees | 15 | no | 200 | 3000 | tenderer to assume there are 15 conditions requiring discharge
Adoption Agreements for Section 278, 104 and 38 Agreements | 1 | item | 4000 | 4000 | tenderer to assume road and sewers on virtual plan to be adopted
NHBC (or equivalent) 12 year structural warranty cover | 1 | item | 45000 | 45000 | tenderer not to include for insolvency cover
Testing and reports
Methane and radon testing and reports | 1 | item | 1250 | 1250
Concrete testing and reports | 1 | item | 500 | 500
Dilapidation Surveys | 1 | Item | 1 | 1
Sound testing | 1 | item | 2700 | 2700
Air pressure tests | 1 | item | 4239 | 4239
Handover costs
Snagging costs / inspections | 1 | item | 2700 | 2700
Contract cleaners | 1 | item | 5400 | 5400
Clean to external areas | 1 | item | 4000 | 4000
Skips | 8 | no | 250 | 2000
Lorry and tipping charges | 1 | item | 2500 | 2500
Resident handover packs | 27 | no | 100 | 2700
Insurances and Guarantees
Project specific Insurances | 1 | Item | 2000 | 2000
6.5.1 Insurance | 1 | Item | 2000 | 2000
Performance bond / parent company guarantee / insolvency cover |  |  |  | NIL | Contractor to indicate on Supplier Questionnaire
Maintenance period
Defects / Maintenance to dwellings | 27 | no | 250 | 6750
External areas - paths, paving and adopted areas | 1 | item | 3000 | 3000
Landscaped areas | 1 | item | 3000 | 3000
Total of preliminaries |  |  |  | 793304
Total of preliminaries expressed as a weekly cost |  |  |  | 11666.2353
Overheads and Profit
Corporate overheads (expressed as a %) |  |  |  | 4%
Profit (expressed as a %) |  |  |  | 4%
Overheads and Profit Total |  |  |  | 8%
Construction Costs
2 bed 3 person house (constructed as a mid mews) | Quantity | Unit | Rate | Total | No of units | Total
Substructures
Traditional strip foundation and lowest floor construction (expressed as GIFA) | 71.6 | m2 | 315 | 22554 | 3 | 67662
Superstructures
Superstructures | 71.6 | m2 | 1188 | 85060.8 | 3 | 255182.4
Allowance for Part L June 22 uplift | 1 | item | 118.8 | 118.8 | 3 | 356.4
Total cost for 2B3P mid mews houses (NDSS) | [5 empty] | 323200.8
2 bed 3 person house (constructed as a semi detached) | Quantity | Unit | Rate | Total | No of units | Total
Substructures
Traditional strip foundation and lowest floor construction (expressed as GIFA) | 71.6 | m2 | 315 | 22554 | 5 | 112770
Superstructures
Superstructures | 71.6 | m2 | 1188 | 85060.8 | 5 | 425304
Allowance for Part L June 22 uplift | 1 | item | 118.8 | 118.8 | 5 | 594
Total cost for 2B3P semi detached houses (NDSS) | [5 empty] | 538668
3 bed 4 person House (constructed as a semi detached) | Quantity | Unit | Rate | Total | No of units | Total
Substructures
Traditional strip foundation and lowest floor construction (expressed as GIFA) | 85.2 | m2 | 315 | 26838 | 10 | 268380
Superstructures
Superstructures | 85.2 | m2 | 1188 | 101217.6 | 10 | 1012176
Allowance for Part L June 22 uplift | 1 | item | 118.8 | 118.8 | 10 | 1188
Total cost for 3B4P semi detached houses (NDSS) | [5 empty] | 1281744
3 bed 4 person House (constructed as a semi detached) (side entrance) | Quantity | Unit | Rate | Total | No of units | Total
Substructures
Traditional strip foundation and lowest floor construction (expressed as GIFA) | 86.1 | m2 | 315 | 27121.5 | 3 | 81364.5
Superstructures
Superstructures | 86.1 | m2 | 1188 | 102286.8 | 3 | 306860.4
Allowance for Part L June 22 uplift | 1 | item | 118.8 | 118.8 | 3 | 356.4
Total cost for 3B4P semi detached houses (NDSS) | [5 empty] | 388581.3
3 bed 5 person house (constructed as semi detached) | Quantity | Unit | Rate | Total | No of units | Total
Substructures
Traditional strip foundation and lowest floor construction (expressed as GIFA) | 94.2 | m2 | 315 | 29673 | 6 | 178038
Superstructures
Superstructures | 94.2 | m2 | 1188 | 111909.6 | 6 | 671457.6
Allowance for Part L June 22 uplift | 1 | item | 118.8 | 118.8 | 6 | 712.8
Total cost for 3B5P houses (NDSS) | [5 empty] | 850208.4
EXTERNAL WORKS | Quantity | Unit | Rate | Total
Site Preparation Works
Site Clearance (assume 300mm deep inert to landfil) | 7942 | m² | 25 | 198550
Preparatory Groundworks | 7942 | m² | 5 | 39710
Roads, Paths, Pavings and Surfacings
Adopted Road (tarmac) including all kerbs and dropped kerbs | 814 | m² | 75 | 61050
Adopted footpath 2m wide (tarmac) including all edgings | 592 | m² | 72 | 42624
Non Adopted footpath (tarmac) including all edgings | nil | m² | 62 | 0
Non Adopted Road and Parking Space (tarmac) including all edgings | 900 | m² | 65 | 58500
PCC concrete paving 600x600mm (PC sum £40/m2 supply) incl edgings | 1225 | m² | 74 | 90650
Soft Landscaping, Planting and Irrigation Systems
Turf and topsoil (300mm deep) | 2639 | m² | 14 | 36946
External low level Planting including topsoil and mulch | 660 | m² | 40 | 26400 | PROV SUM
Tree species (PC sum £300) | 67 | no | 300 | 20100 | PROV SUM
Plot timber gates | 29 | no | 80 | 2320
1800mm high close boarded timber fencing, concrete gravel boards and post | 507 | lm | 78 | 39546
2100mm high close boarded timber fencing, concrete gravel boards and post | 401 | lm | 92 | 36892
External Drainage
Site wide Surface Water and Foul Water Drainage | 1 | item | 81000 | 81000 | PROV SUM
Plot drainage | 27 | item | 3000 | 81000
Land Drainage | 1 | item | 6000 | 6000 | PROV SUM
External Services
Water Mains Supply | 1 | item | 23000 | 23000 | PROV SUM
Electricity Mains Supply | 1 | item | 17250 | 17250 | PROV SUM
Gas Mains Supply | 1 | item | 23000 | 23000 | PROV SUM
Telecommunications and other Communication System Connections | 1 | item | 8250 | 8250 | PROV SUM
External Street Lighting Systems | 1 | item | 11500 | 11500 | PROV SUM
Builder's Work In Connection with External Services | 1 | item | 6000 | 6000 | PROV SUM
Total cost for External Works | [5 empty] | 910288
SUMMARY | [5 empty] | TOTAL COST
Preliminaries | [5 empty] | 793304
Substructure | [5 empty] | 708214.5
Superstructure | [5 empty] | 2670980.4
Part L Uplift | [5 empty] | 3207.6
External Works | [5 empty] | 910288
Post Contract Design Fees at say 3% | [5 empty] | 152579.835
OH&P | [5 empty] | 419085.9468
TOTAL GREENFIELD SITE COST FOR 27 AFFORDABLE RENT UNITS IN TRADITIONAL CONSTRUCTION | [5 empty] | 5657660.2818
INNOVATION CHAIN NORTH
Framework of New build Construction Contractors 2024
PRICING SCHEDULE
TENDERER'S NAME | Winworth Construction Ltd
LOW VALUE LOT L2
TIMBER FRAME CONSTRUCTION
LOCATION | Lancashire and Cumbria
Virtual Project Scenario
Nature of project | New Build Affordable Rent Units |  |  | 27 no
Size (m2) and Mix (no) of units | 71.6 | 2B3P House |  | 8 | 572.8 | NDSS
| 85.2 | 3B4P House |  | 10 | 852 | NDSS
| 86.1 | 3B4P House (side) |  | 3 | 258.3 | NDSS
| 94.2 | 3B5P House |  | 6 | 565.2 | NDSS
GIFA (m2) | 2248.3
Site Access | Good access direct from main road network
Vandalism risk | High risk - CCTV required with security guard nights and weekends
Length of Contract | 52 | working weeks
Base Date / Commencement Date | 31st January 2024
Form of Contract | JCT design and build 2016 with ICN Amendments
Pricing schedule notes and guidance
1. All rates submitted should be as outlined in the RICS NRM2 Preliminaries (Main Contract)
2. Accommodation and welfare provisions shall be in strict accordance with the CDM Regulations 2015
3. All rates submitted will be applied and used as a basis for the future negotiation of Fixed Price Contracts for all projects within the aforementioned LOT for the full duration of the Framework Agreement. Annual inflationary increases will be applied from the commencement date of the framework and shall be in accordance with BCIS Tender Price Indices or as evidenced to the satisfaction of the instructing client.
4. All items listed below may not be specifically required on every individual project within this LOT. For the purposes of the evaluation each individual item shall be priced or, if included within another item, annotated accordingly identifying which item it is included within. ICN reserves the right to reject any priced schedules submitted with a tender which includes only summary costs or totals which are not fully completed.
5. Should the tenderer deem that a member of the Site Staff and Supervision team will not be required full time on projects within this LOT then the weekly rate shall be adjusted accordingly not the number of weeks. Consideration should be given that the rates inserted will be fixed for future AMP agreements (only subject to inflationary increases as noted above)
6. None of the measured quantities or descriptions are to be altered, all tendering bids are to be based upon a fixed price schedule for consistency.
7. Preliminaries are to be based on the contract period stated above based on traditional masonry construction. Each item is to be priced based on the relevant contract period. The period stated are for time on site and exclude lead in periods for discharge of pre-start planning conditions. Any other pre-start time costs should be included in the preliminaries. Any items not priced will be deemed not to be required on projects of a similar nature within the afoementioned LOT value range for the duration of the Framework Agreement.
8. Tenderers should allow the percentage for profit and corporate overhead [contractors margin] and these are to include: Contractors profit on net costs. Contracting companies corporate operating overheads on net costs which include cost of premises, employment of non site based staff [with the exception of visiting contract surveyors and construction manager] including estimators, customer care teams, business development managers, buyers, planners, resource, scheduling and programmers, directors and heads of departments, accounts, legal, financing, property costs, administration, IT, human resources, telecoms, transport and vehicles, corporate charges. All contractors contributions to Group overheads [where applicable]
9. The tenderer is to assume Fabric First construction to meet current Building Regulations but is to allow for all Part L uplifts which have been prevalent since June 2022 on a separate line as indicated
10. The tenderer should note that non completion of one schedule will not be a compliant tender - both timber frame and traditional need to be completed
11. The tenderer shall complete the pricing schedule based upon the Affordable Rent specification and Standard House Type layouts (as included within the tender documentation) excluding all abnormal costs.
12. The tenderer shall allow for any cranage and associated works within the timber frame superstructures rate not the preliminaries schedule.
Preliminaries | Quantity | Unit | Rate | Total | Notes
Project specific management and Staff
Project Manager | 52 | weeks | 150 | 7800
Contracts Manager | 52 | weeks | 500 | 26000
Site Engineer | 52 | weeks | 250 | 13000
Site Manager | 52 | weeks | 2000 | 104000
Finishing Foreman / Assistant Site Manager | 52 | weeks | 750 | 39000
Labourer (including at handover) | 52 | weeks | 250 | 13000
Quantity Surveying /Commercial Management | 52 | weeks | 400 | 20800
Planner | 52 | weeks | 100 | 5200
Health & Safety Officer | 52 | weeks | 250 | 13000
Site establishment
Delivery of temp accomodation to site and removal on completion | 1 | Item | 5000 | 5000
Site office (inc furniture) | 52 | weeks | 50 | 2600
Meeting room (inc furniture) | 52 | weeks | 50 | 2600
Canteens and Kitchens | 52 | weeks | 100 | 5200
Drying room | 52 | weeks | 50 | 2600
Toilets and washrooms | 52 | weeks | 100 | 5200
Secure stores | 52 | weeks | 10 | 520
Telephones and Photocopiers (connection and charges) | 52 | weeks | 5 | 260
IT systems with email and internet capability | 52 | weeks | 5 | 260
Consumables and services associated with site accommodation | 52 | weeks | 25 | 1300
Fire points and fire fighting equipment | 1 | Item | 2000 | 2000
Main Contractor's Signboard | 1 | Item | 250 | 250
Client/Homes England signboard; production, installation and removal (as ER's) | 1 | Item | 250 | 250
Cleaning
Site cleaning | 52 | weeks | 100 | 5200
Site set up
Tarmac and hardcored compound area | 1 | item | 3000 | 3000
Temporary roads including demarcation for safe pedestrian and vehicular routes | 1 | item | 3000 | 3000
Temproary fencing to compound area | 1 | item | 1500 | 1500
Temporary security fencing to site perimeter | 1 | item | 10000 | 10000
Removal of compound on completion; reinstatement | 1 | item | 2000 | 2000
Temp Services incl all connections, disconnections and usage
Water supply | 52 | weeks | 50 | 2600
Gas Supply | 52 | weeks | 100 | 5200
Electric supply, Lighting and power | 52 | weeks | 250 | 13000
Drainage | 52 | weeks | 25 | 1300
Security
Night watchman | 52 | weeks | 1500 | 78000
Pedestrian gates | 1 | item | 250 | 250
Vehicular gates | 1 | item | 1000 | 1000
CCTV cameras set up costs | 1 | item | 500 | 500
CCTV weekly charge | 52 | weeks | 500 | 26000
Material distribution
Forklift and driver | 26 | weeks | 1000 | 26000
Site plant
Small Dumper | 26 | weeks | 1 | 26 | Inc in civils rates
Mixer | 26 | weeks | 1 | 26 | Excluded in lieu of mortar silo
Road Sweeper including driver and fuel | 26 | weeks | 100 | 2600
Excavator / mini digger including driver and fuel | 26 | weeks | 1 | 26 | Inc in civils rates
Small tools and equiptment | 26 | weeks | 200 | 5200
Health and Safety
1st aid kit | 1 | item | 50 | 50
Health and safety site visits | 1 | item | 1 | 1 | Inc in health and safety officer's costs above
Falling from heights | 1 | item | 1 | 1 | Inc in scaffold costs below
Scaffolding
External scaffolding including mat | 1 | item | 67500 | 67500
Adaption of Scaffolding | 1 | item | 5000 | 5000
Internal Scaffolding | 1 | item | 12500 | 12500
Fees and charges
Specialist site survey and level survey | 1 | item | 3500 | 3500
As built drawings and manuals | 1 | item | 1000 | 1000
CDM regulations and health and safety plan | 1 | item | 1000 | 1000
Considerate constructors scheme | 1 | item | 4000 | 4000
SAP calculations and energy performance certificates | 1 | item | 2700 | 2700
Robust details | 1 | item | 6500 | 6500
Building Control Fees | 1 | item | 5000 | 5000
Planning Condition Discharge Fees | 15 | no | 200 | 3000 | tenderer to assume there are 15 conditions requiring discharge
Adoption Agreements for Section 278, 104 and 38 Agreements | 1 | item | 4000 | 4000 | tenderer to assume road and sewers on virtual plan to be adopted
NHBC (or equivalent) 12 year structural warranty cover | 1 | item | 45000 | 45000 | tenderer not to include for insolvency cover
Testing and reports
Methane and radon testing and reports | 1 | item | 1250 | 1250
Concrete testing and reports | 1 | item | 500 | 500
Dilapidation Surveys | 1 | Item | 1 | 1
Sound testing | 1 | item | 2700 | 2700
Air pressure tests | 1 | item | 4239 | 4239
Handover costs
Snagging costs | 1 | item | 2700 | 2700
Contract cleaners | 1 | item | 5400 | 5400
Clean to external areas | 1 | item | 4000 | 4000
Skips | 8 | no | 250 | 2000
Lorry and tipping charges | 1 | item | 2500 | 2500
Resident handover packs | 27 | no | 100 | 2700
Insurances and Guarantees
Project specific Insurance | 1 | Item | 2000 | 2000
6.5.1 Insurance | 1 | Item | 2000 | 2000
Performance bond / parent company guarantee / insolvency cover |  |  |  | NIL | Contractor to indicate on Supplier Questionnaire
Maintenance period
Defects/Maintenance to dwelling | 27 | no | 250 | 6750
External areas - paths, paving and adopted areas | 1 | item | 3000 | 3000
Landscaped areas | 1 | item | 3000 | 3000
Total of preliminaries |  |  |  | 661760
Total of preliminaries expressed as a weekly cost |  |  |  | 12726.1538
Overheads and Profit
Corporate overheads (expressed as a %) |  |  |  | 4%
Profit (expressed as a %) |  |  |  | 4%
Overheads and Profit Total |  |  |  | 8%
Construction Costs
2 bed 3 person house (constructed as a mid mews) | Quantity | Unit | Rate | Total | No of units | Total
Substructures
Traditional strip foundation and lowest floor construction (expressed as GIFA) | 71.6 | m2 | 315 | 22554 | 3 | 67662
Superstructures
Superstructures | 71.6 | m2 | 1250 | 89500 | 3 | 268500
Allowance for Part L June 22 uplift | 1 | item | 125 | 125 | 3 | 375
Total cost for 2B3P mid mews houses (NDSS) | [5 empty] | 336537
2 bed 3 person house (constructed as a semi detached) | Quantity | Unit | Rate | Total | No of units | Total
Substructures
Traditional strip foundation and lowest floor construction (expressed as GIFA) | 71.6 | m2 | 315 | 22554 | 5 | 112770
Superstructures
Superstructures | 71.6 | m2 | 1250 | 89500 | 5 | 447500
Allowance for Part L June 22 uplift | 1 | item | 125 | 125 | 5 | 625
Total cost for 2B3P semi detached houses (NDSS) | [5 empty] | 560895
3 bed 4 person House (constructed as a semi detached) | Quantity | Unit | Rate | Total | No of units | Total
Substructures
Traditional strip foundation and lowest floor construction (expressed as GIFA) | 85.2 | m2 | 315 | 26838 | 10 | 268380
Superstructures
Superstructures | 85.2 | m2 | 1250 | 106500 | 10 | 1065000
Allowance for Part L June 22 uplift | 1 | item | 125 | 125 | 10 | 1250
Total cost for 3B4P semi detached houses (NDSS) | [5 empty] | 1334630
3 bed 4 person House (constructed as a semi detached) (side entrance) | Quantity | Unit | Rate | Total | No of units | Total
Substructures
Traditional strip foundation and lowest floor construction (expressed as GIFA) | 86.1 | m2 | 315 | 27121.5 | 3 | 81364.5
Superstructures
Superstructures | 86.1 | m2 | 1250 | 107625 | 3 | 322875
Allowance for Part L June 22 uplift | 1 | item | 125 | 125 | 3 | 375
Total cost for 3B4P semi detached houses (NDSS) | [5 empty] | 404614.5
3 bed 5 person house (constructed as semi detached) | Quantity | Unit | Rate | Total | No of units | Total
Substructures
Traditional strip foundation and lowest floor construction (expressed as GIFA) | 94.2 | m2 | 315 | 29673 | 6 | 178038
Superstructures
Superstructures | 94.2 | m2 | 1250 | 117750 | 6 | 706500
Allowance for Part L June 22 uplift | 1 | item | 125 | 125 | 6 | 750
Total cost for 3B5P houses (NDSS) | [5 empty] | 885288
EXTERNAL WORKS | Quantity | Unit | Rate | Total
Site Preparation Works
Site Clearance (assume 300mm deep inert to landfil) | 7942 | m² | 25 | 198550
Preparatory Groundworks | 7942 | m² | 5 | 39710
Roads, Paths, Pavings and Surfacings
Adopted Road (tarmac) including all kerbs and dropped kerbs | 814 | m² | 75 | 61050
Adopted footpath 2m wide (tarmac) including all edgings | 592 | m² | 72 | 42624
Non Adopted footpath (tarmac) including all edgings | nil | m² | 62 | 0
Non Adopted Road and Parking Space (tarmac) including all edgings | 900 | m² | 65 | 58500
PCC concrete paving 600x600mm (PC sum £40/m2 supply) incl edgings | 1225 | m² | 74 | 90650
Soft Landscaping, Planting and Irrigation Systems
Turf and topsoil (300mm deep) | 2639 | m² | 14 | 36946
External low level Planting including topsoil and mulch | 660 | m² | 40 | 26400 | PROV SUM
Tree species (PC sum £300) | 67 | no | 300 | 20100 | PROV SUM
Plot timber gates | 29 | no | 80 | 2320
1800mm high close boarded timber fencing, concrete gravel boards and post | 507 | lm | 78 | 39546
2100mm high close boarded timber fencing, concrete gravel boards and post | 401 | lm | 92 | 36892
External Drainage
Site wide Surface Water and Foul Water Drainage | 1 | item | 81000 | 81000 | PROV SUM
Plot drainage | 27 | item | 3000 | 81000
Land Drainage | 1 | item | 6000 | 6000 | PROV SUM
External Services
Water Mains Supply | 1 | item | 23000 | 23000 | PROV SUM
Electricity Mains Supply | 1 | item | 17250 | 17250 | PROV SUM
Gas Mains Supply | 1 | item | 23000 | 23000 | PROV SUM
Telecommunications and other Communication System Connections | 1 | item | 8250 | 8250 | PROV SUM
External Street Lighting Systems | 1 | item | 11500 | 11500 | PROV SUM
Builder's Work In Connection with External Services | 1 | item | 6000 | 6000 | PROV SUM
Total cost for External Works | [5 empty] | 910288
SUMMARY | [5 empty] | TOTAL COST
Preliminaries | [5 empty] | 661760
Substructure | [5 empty] | 708214.5
Superstructure | [5 empty] | 2810375
Part L Uplift | [5 empty] | 3375
External Works | [5 empty] | 910288
Post Contract Design Fees at say 3% | [5 empty] | 152820.375
OHP | [5 empty] | 419746.63
TOTAL GREENFIELD SITE COST FOR 27 AFFORDABLE RENT UNITS IN TIMBER FRAME CONSTRUCTION | [5 empty] | 5666579.505
FINAL SUMMARY
TOTAL GREENFIELD SITE COST FOR 27 AFFORDABLE RENT UNITS IN TRADITIONAL CONSTRUCTION | [5 empty] | 5657660.2818
TOTAL GREENFIELD SITE COST FOR 27 AFFORDABLE RENT UNITS IN TIMBER FRAME CONSTRUCTION | [5 empty] | 5666579.505
TOTAL COMBINED SITE COST FOR 27 AFFORDABLE RENT UNITS IN TIMBER FRAME CONSTRUCTION AND 27 UNITS IN TRADITIONAL CONSTRUCTION | [5 empty] | 11324239.7868

## Low val Lot 3
INNOVATION CHAIN NORTH
Framework of New build Construction Contractors 2024
PRICING SCHEDULE
TENDERER'S NAME | Winworth Construction Ltd
LOW VALUE LOT L3
TRADITIONAL CONSTRUCTION
LOCATION | Northumberland, Tyne & Wear, Durham
Virtual Project Scenario
Nature of project | New Build Affordable Rent Units |  |  | 27 no
Size (m2) and Mix (no) of units | 71.6 | 2B3P House |  | 8 | 572.8 | NDSS
| 85.2 | 3B4P House |  | 10 | 852 | NDSS
| 86.1 | 3B4P House (side) |  | 3 | 258.3 | NDSS
| 94.2 | 3B5P House |  | 6 | 565.2 | NDSS
GIFA (m2) | 2248.3
Site Access | Good access direct from main adopted road network
Vandalism risk | High risk - CCTV required with security guard nights and weekends
Length of Contract | 68 | working weeks
Base Date / Commencement Date | 31st January 2024
Form of Contract | JCT Design and Build 2016 with ICN Amendments
Pricing schedule notes and guidance
1. All rates submitted should be as outlined in the RICS NRM2 Preliminaries (Main Contract)
2. Accommodation and welfare provisions shall be in strict accordance with the CDM Regulations 2015
3. All rates submitted will be applied and used as a basis for the future negotiation of Fixed Price Contracts for all projects within the aforementioned LOT for the full duration of the Framework Agreement. Annual inflationary increases will be applied from the commencement date of the framework and shall be in accordance with BCIS Tender Price Indices or as evidenced to the satisfaction of the instructing client.
4. All items listed below may not be specifically required on every individual project within this LOT. For the purposes of the evaluation each individual item shall be priced or, if included within another item, annotated accordingly identifying which item it is included within. ICN reserves the right to reject any priced schedules submitted with a tender which includes only summary costs or totals which are not fully completed.
5. Should the tenderer deem that a member of the Site Staff and Supervision team will not be required full time on projects within this LOT then the weekly rate shall be adjusted accordingly not the number of weeks. Consideration should be given that the rates inserted will be fixed for future AMP agreements (only subject to inflationary increases as noted above)
6. None of the measured quantities or descriptions are to be altered, all tendering bids are to be based upon a fixed price schedule for consistency.
7. Preliminaries are to be based on the contract period stated above based on traditional masonry construction. Each item is to be priced based on the relevant contract period. The period stated are for time on site and exclude lead in periods for discharge of pre-start planning conditions. Any other pre-start time costs should be included in the preliminaries. Any items not priced will be deemed not to be required on projects of a similar nature within the afoementioned LOT value range for the duration of the Framework Agreement.
8. Tenderers should allow the percentage for profit and corporate overhead [contractors margin] and these are to include: Contractors profit on net costs. Contracting companies corporate operating overheads on net costs which include cost of premises, employment of non site based staff [with the exception of visiting contract surveyors and construction manager] including estimators, customer care teams, business development managers, buyers, planners, resource, scheduling and programmers, directors and heads of departments, accounts, legal, financing, property costs, administration, IT, human resources, telecoms, transport and vehicles, corporate charges. All contractors contributions to Group overheads [where applicable]
9. The tenderer is to assume Fabric First construction to meet current Building Regulations but is to allow for all Part L uplifts which have been prevalent since June 2022 on a separate line as indicated
10. The tenderer should note that non completion of one schedule will not be a compliant tender - both timber frame and traditional need to be completed
11. The tenderer shall complete the pricing schedule based upon the Affordable Rent specification and Standard House Type layouts (as included within the tender documentation) excluding all abnormal costs.
Preliminaries | Quantity | Unit | Rate | Total | Notes
Project specific management and Staff
Project Manager | 68 | weeks | 200 | 13600
Contracts Manager | 68 | weeks | 750 | 51000
Site Engineer | 68 | weeks | 250 | 17000
Site Manager | 68 | weeks | 2500 | 170000
Finishing Foreman / Assistant Site Manager | 68 | weeks | 1250 | 85000
Labourer (including at handover) | 68 | weeks | 250 | 17000
Quantity Surveying / Commercial Management | 68 | weeks | 450 | 30600
Planner | 68 | weeks | 100 | 6800
Health & Safety Officer | 68 | weeks | 300 | 20400
Site establishment
Delivery of temp accomodation to site and removal on completion | 1 | Item | 5000 | 5000
Site office (inc furniture) | 68 | weeks | 50 | 3400
Meeting room (inc furniture) | 68 | weeks | 50 | 3400
Canteens and Kitchens | 68 | weeks | 100 | 6800
Drying room | 68 | weeks | 50 | 3400
Toilets and washrooms | 68 | weeks | 100 | 6800
Secure stores | 68 | weeks | 10 | 680
Telephones and Photocopiers (connection and charges) | 68 | weeks | 5 | 340
IT systems with email and internet capability | 68 | weeks | 5 | 340
Consumables and services associated with site accommodation | 68 | weeks | 25 | 1700
Fire points and fire fighting equipment | 1 | Item | 2000 | 2000
Main Contractor's Signboard | 1 | Item | 250 | 250
Client/Homes England signboard; production, installation and removal (as ER's) | 1 | Item | 250 | 250
Cleaning
Site cleaning | 68 | weeks | 100 | 6800
Site set up
Tarmac and hardcore compound area | 1 | item | 3000 | 3000
Temporary roads incl demarcation for safe pedestrian and vehicular routes | 1 | item | 3000 | 3000
Temproary fencing to compound area | 1 | item | 1500 | 1500
Temporary security fencing to site perimeter | 1 | item | 10000 | 10000
Removal of compound on completion; reinstatement | 1 | item | 2000 | 2000
Temp Services incl all connections, disconnections and usage
Water supply | 68 | weeks | 50 | 3400
Gas Supply | 68 | weeks | 100 | 6800
Electric supply, Lighting and power | 68 | weeks | 250 | 17000
Drainage | 68 | weeks | 25 | 1700
Security
Night watchman | 68 | weeks | 1500 | 102000
Pedestrian gates | 1 | item | 250 | 250
Vehicular gates | 1 | item | 1000 | 1000
CCTV cameras set up costs | 1 | item | 500 | 500
CCTV weekly charge | 68 | weeks | 500 | 34000
Material distribution
Forklift and driver | 34 | weeks | 1500 | 51000
Site plant
Small Dumper | 34 | weeks | 1 | 34 | Inc in civils rates
Mixer | 34 | weeks | 1 | 34 | Excluded in lieu of mortar silo
Road Sweeper including driver and fuel | 34 | weeks | 100 | 3400
Excavator / mini digger including driver and fuel | 34 | weeks | 1 | 34 | Inc in civils rates
Small tools and equiptment | 34 | weeks | 200 | 6800
Health and Safety
1st aid kit | 1 | item | 50 | 50
Health and safety site visits | 1 | item | 1 | 1 | Inc in health and safety officer's costs above
Falling from heights | 1 | item | 1 | 1 | Inc in scaffold costs below
Scaffolding
External scaffolding including mat | 1 | item | 67500 | 67500
Adaption of Scaffolding | 1 | item | 5000 | 5000
Internal Scaffolding | 1 | item | 12500 | 12500
Fees and charges
Specialist site survey and level survey | 1 | item | 3500 | 3500
As built drawings and manuals | 1 | item | 1000 | 1000
CDM regulations and health and safety plan | 1 | item | 1000 | 1000
Considerate constructors scheme | 1 | item | 4000 | 4000
SAP calculations and energy performance certificates | 1 | item | 2700 | 2700
Robust details | 1 | item | 6500 | 6500
Building Control Fees | 1 | item | 5000 | 5000
Planning Condition Discharge Fees | 15 | no | 200 | 3000 | tenderer to assume there are 15 conditions requiring discharge
Adoption Agreements for Section 278, 104 and 38 Agreements | 1 | item | 4000 | 4000 | tenderer to assume road and sewers on virtual plan to be adopted
NHBC (or equivalent) 12 year structural warranty cover | 1 | item | 45000 | 45000 | tenderer not to include for insolvency cover
Testing and reports
Methane and radon testing and reports | 1 | item | 1250 | 1250
Concrete testing and reports | 1 | item | 500 | 500
Dilapidation Surveys | 1 | Item | 1 | 1
Sound testing | 1 | item | 2700 | 2700
Air pressure tests | 1 | item | 4239 | 4239
Handover costs
Snagging costs / inspections | 1 | item | 2700 | 2700
Contract cleaners | 1 | item | 5400 | 5400
Clean to external areas | 1 | item | 4000 | 4000
Skips | 8 | no | 250 | 2000
Lorry and tipping charges | 1 | item | 2500 | 2500
Resident handover packs | 27 | no | 100 | 2700
Insurances and Guarantees
Project specific Insurances | 1 | Item | 2000 | 2000
6.5.1 Insurance | 1 | Item | 2000 | 2000
Performance bond / parent company guarantee / insolvency cover |  |  |  | NIL | Contractor to indicate on Supplier Questionnaire
Maintenance period
Defects / Maintenance to dwellings | 27 | no | 250 | 6750
External areas - paths, paving and adopted areas | 1 | item | 3000 | 3000
Landscaped areas | 1 | item | 3000 | 3000
Total of preliminaries |  |  |  | 905504
Total of preliminaries expressed as a weekly cost |  |  |  | 13316.2353
Overheads and Profit
Corporate overheads (expressed as a %) |  |  |  | 4%
Profit (expressed as a %) |  |  |  | 4%
Overheads and Profit Total |  |  |  | 8%
Construction Costs
2 bed 3 person house (constructed as a mid mews) | Quantity | Unit | Rate | Total | No of units | Total
Substructures
Traditional strip foundation and lowest floor construction (expressed as GIFA) | 71.6 | m2 | 315 | 22554 | 3 | 67662
Superstructures
Superstructures | 71.6 | m2 | 1188 | 85060.8 | 3 | 255182.4
Allowance for Part L June 22 uplift | 1 | item | 118.8 | 118.8 | 3 | 356.4
Total cost for 2B3P mid mews houses (NDSS) | [5 empty] | 323200.8
2 bed 3 person house (constructed as a semi detached) | Quantity | Unit | Rate | Total | No of units | Total
Substructures
Traditional strip foundation and lowest floor construction (expressed as GIFA) | 71.6 | m2 | 315 | 22554 | 5 | 112770
Superstructures
Superstructures | 71.6 | m2 | 1188 | 85060.8 | 5 | 425304
Allowance for Part L June 22 uplift | 1 | item | 118.8 | 118.8 | 5 | 594
Total cost for 2B3P semi detached houses (NDSS) | [5 empty] | 538668
3 bed 4 person House (constructed as a semi detached) | Quantity | Unit | Rate | Total | No of units | Total
Substructures
Traditional strip foundation and lowest floor construction (expressed as GIFA) | 85.2 | m2 | 315 | 26838 | 10 | 268380
Superstructures
Superstructures | 85.2 | m2 | 1188 | 101217.6 | 10 | 1012176
Allowance for Part L June 22 uplift | 1 | item | 118.8 | 118.8 | 10 | 1188
Total cost for 3B4P semi detached houses (NDSS) | [5 empty] | 1281744
3 bed 4 person House (constructed as a semi detached) (side entrance) | Quantity | Unit | Rate | Total | No of units | Total
Substructures
Traditional strip foundation and lowest floor construction (expressed as GIFA) | 86.1 | m2 | 315 | 27121.5 | 3 | 81364.5
Superstructures
Superstructures | 86.1 | m2 | 1188 | 102286.8 | 3 | 306860.4
Allowance for Part L June 22 uplift | 1 | item | 118.8 | 118.8 | 3 | 356.4
Total cost for 3B4P semi detached houses (NDSS) | [5 empty] | 388581.3
3 bed 5 person house (constructed as semi detached) | Quantity | Unit | Rate | Total | No of units | Total
Substructures
Traditional strip foundation and lowest floor construction (expressed as GIFA) | 94.2 | m2 | 315 | 29673 | 6 | 178038
Superstructures
Superstructures | 94.2 | m2 | 1188 | 111909.6 | 6 | 671457.6
Allowance for Part L June 22 uplift | 1 | item | 118.8 | 118.8 | 6 | 712.8
Total cost for 3B5P houses (NDSS) | [5 empty] | 850208.4
EXTERNAL WORKS | Quantity | Unit | Rate | Total
Site Preparation Works
Site Clearance (assume 300mm deep inert to landfil) | 7942 | m² | 25 | 198550
Preparatory Groundworks | 7942 | m² | 5 | 39710
Roads, Paths, Pavings and Surfacings
Adopted Road (tarmac) including all kerbs and dropped kerbs | 814 | m² | 75 | 61050
Adopted footpath 2m wide (tarmac) including all edgings | 592 | m² | 72 | 42624
Non Adopted footpath (tarmac) including all edgings | nil | m² | 62 | 0
Non Adopted Road and Parking Space (tarmac) including all edgings | 900 | m² | 65 | 58500
PCC concrete paving 600x600mm (PC sum £40/m2 supply) incl edgings | 1225 | m² | 74 | 90650
Soft Landscaping, Planting and Irrigation Systems
Turf and topsoil (300mm deep) | 2639 | m² | 14 | 36946
External low level Planting including topsoil and mulch | 660 | m² | 40 | 26400 | PROV SUM
Tree species (PC sum £300) | 67 | no | 300 | 20100 | PROV SUM
Plot timber gates | 29 | no | 80 | 2320
1800mm high close boarded timber fencing, concrete gravel boards and post | 507 | lm | 78 | 39546
2100mm high close boarded timber fencing, concrete gravel boards and post | 401 | lm | 92 | 36892
External Drainage
Site wide Surface Water and Foul Water Drainage | 1 | item | 81000 | 81000 | PROV SUM
Plot drainage | 27 | item | 3000 | 81000
Land Drainage | 1 | item | 6000 | 6000 | PROV SUM
External Services
Water Mains Supply | 1 | item | 23000 | 23000 | PROV SUM
Electricity Mains Supply | 1 | item | 17250 | 17250 | PROV SUM
Gas Mains Supply | 1 | item | 23000 | 23000 | PROV SUM
Telecommunications and other Communication System Connections | 1 | item | 8250 | 8250 | PROV SUM
External Street Lighting Systems | 1 | item | 11500 | 11500 | PROV SUM
Builder's Work In Connection with External Services | 1 | item | 6000 | 6000 | PROV SUM
Total cost for External Works | [5 empty] | 910288
SUMMARY | [5 empty] | TOTAL COST
Preliminaries | [5 empty] | 905504
Substructure | [5 empty] | 708214.5
Superstructure | [5 empty] | 2670980.4
Part L Uplift | [5 empty] | 3207.6
External Works | [5 empty] | 910288
Post Contract Design Fees at say 3% | [5 empty] | 155945.835
OH&P | [5 empty] | 428331.2268
TOTAL GREENFIELD SITE COST FOR 27 AFFORDABLE RENT UNITS IN TRADITIONAL CONSTRUCTION | [5 empty] | 5782471.5618
INNOVATION CHAIN NORTH
Framework of New build Construction Contractors 2024
PRICING SCHEDULE
TENDERER'S NAME | Winworth Construction Ltd
LOW VALUE LOT L3
TIMBER FRAME CONSTRUCTION
LOCATION | Northumberland, Tyne & Wear, Durham
Virtual Project Scenario
Nature of project | New Build Affordable Rent Units |  |  | 27 no
Size (m2) and Mix (no) of units | 71.6 | 2B3P House |  | 8 | 572.8 | NDSS
| 85.2 | 3B4P House |  | 10 | 852 | NDSS
| 86.1 | 3B4P House (side) |  | 3 | 258.3 | NDSS
| 94.2 | 3B5P House |  | 6 | 565.2 | NDSS
GIFA (m2) | 2248.3
Site Access | Good access direct from main road network
Vandalism risk | High risk - CCTV required with security guard nights and weekends
Length of Contract | 52 | working weeks
Base Date / Commencement Date | 31st January 2024
Form of Contract | JCT design and build 2016 with ICN Amendments
Pricing schedule notes and guidance
1. All rates submitted should be as outlined in the RICS NRM2 Preliminaries (Main Contract)
2. Accommodation and welfare provisions shall be in strict accordance with the CDM Regulations 2015
3. All rates submitted will be applied and used as a basis for the future negotiation of Fixed Price Contracts for all projects within the aforementioned LOT for the full duration of the Framework Agreement. Annual inflationary increases will be applied from the commencement date of the framework and shall be in accordance with BCIS Tender Price Indices or as evidenced to the satisfaction of the instructing client.
4. All items listed below may not be specifically required on every individual project within this LOT. For the purposes of the evaluation each individual item shall be priced or, if included within another item, annotated accordingly identifying which item it is included within. ICN reserves the right to reject any priced schedules submitted with a tender which includes only summary costs or totals which are not fully completed.
5. Should the tenderer deem that a member of the Site Staff and Supervision team will not be required full time on projects within this LOT then the weekly rate shall be adjusted accordingly not the number of weeks. Consideration should be given that the rates inserted will be fixed for future AMP agreements (only subject to inflationary increases as noted above)
6. None of the measured quantities or descriptions are to be altered, all tendering bids are to be based upon a fixed price schedule for consistency.
7. Preliminaries are to be based on the contract period stated above based on traditional masonry construction. Each item is to be priced based on the relevant contract period. The period stated are for time on site and exclude lead in periods for discharge of pre-start planning conditions. Any other pre-start time costs should be included in the preliminaries. Any items not priced will be deemed not to be required on projects of a similar nature within the afoementioned LOT value range for the duration of the Framework Agreement.
8. Tenderers should allow the percentage for profit and corporate overhead [contractors margin] and these are to include: Contractors profit on net costs. Contracting companies corporate operating overheads on net costs which include cost of premises, employment of non site based staff [with the exception of visiting contract surveyors and construction manager] including estimators, customer care teams, business development managers, buyers, planners, resource, scheduling and programmers, directors and heads of departments, accounts, legal, financing, property costs, administration, IT, human resources, telecoms, transport and vehicles, corporate charges. All contractors contributions to Group overheads [where applicable]
9. The tenderer is to assume Fabric First construction to meet current Building Regulations but is to allow for all Part L uplifts which have been prevalent since June 2022 on a separate line as indicated
10. The tenderer should note that non completion of one schedule will not be a compliant tender - both timber frame and traditional need to be completed
11. The tenderer shall complete the pricing schedule based upon the Affordable Rent specification and Standard House Type layouts (as included within the tender documentation) excluding all abnormal costs.
12. The tenderer shall allow for any cranage and associated works within the timber frame superstructures rate not the preliminaries schedule.
Preliminaries | Quantity | Unit | Rate | Total | Notes
Project specific management and Staff
Project Manager | 52 | weeks | 200 | 10400
Contracts Manager | 52 | weeks | 750 | 39000
Site Engineer | 52 | weeks | 250 | 13000
Site Manager | 52 | weeks | 2500 | 130000
Finishing Foreman / Assistant Site Manager | 52 | weeks | 1250 | 65000
Labourer (including at handover) | 52 | weeks | 250 | 13000
Quantity Surveying /Commercial Management | 52 | weeks | 450 | 23400
Planner | 52 | weeks | 100 | 5200
Health & Safety Officer | 52 | weeks | 300 | 15600
Site establishment
Delivery of temp accomodation to site and removal on completion | 1 | Item | 5000 | 5000
Site office (inc furniture) | 52 | weeks | 50 | 2600
Meeting room (inc furniture) | 52 | weeks | 50 | 2600
Canteens and Kitchens | 52 | weeks | 100 | 5200
Drying room | 52 | weeks | 50 | 2600
Toilets and washrooms | 52 | weeks | 100 | 5200
Secure stores | 52 | weeks | 10 | 520
Telephones and Photocopiers (connection and charges) | 52 | weeks | 5 | 260
IT systems with email and internet capability | 52 | weeks | 5 | 260
Consumables and services associated with site accommodation | 52 | weeks | 25 | 1300
Fire points and fire fighting equipment | 1 | Item | 2000 | 2000
Main Contractor's Signboard | 1 | Item | 250 | 250
Client/Homes England signboard; production, installation and removal (as ER's) | 1 | Item | 250 | 250
Cleaning
Site cleaning | 52 | weeks | 100 | 5200
Site set up
Tarmac and hardcored compound area | 1 | item | 3000 | 3000
Temporary roads including demarcation for safe pedestrian and vehicular routes | 1 | item | 3000 | 3000
Temproary fencing to compound area | 1 | item | 1500 | 1500
Temporary security fencing to site perimeter | 1 | item | 10000 | 10000
Removal of compound on completion; reinstatement | 1 | item | 2000 | 2000
Temp Services incl all connections, disconnections and usage
Water supply | 52 | weeks | 50 | 2600
Gas Supply | 52 | weeks | 100 | 5200
Electric supply, Lighting and power | 52 | weeks | 250 | 13000
Drainage | 52 | weeks | 25 | 1300
Security
Night watchman | 52 | weeks | 1500 | 78000
Pedestrian gates | 1 | item | 250 | 250
Vehicular gates | 1 | item | 1000 | 1000
CCTV cameras set up costs | 1 | item | 500 | 500
CCTV weekly charge | 52 | weeks | 500 | 26000
Material distribution
Forklift and driver | 26 | weeks | 1500 | 39000
Site plant
Small Dumper | 26 | weeks | 1 | 26 | Inc in civils rates
Mixer | 26 | weeks | 1 | 26 | Excluded in lieu of mortar silo
Road Sweeper including driver and fuel | 26 | weeks | 100 | 2600
Excavator / mini digger including driver and fuel | 26 | weeks | 1 | 26 | Inc in civils rates
Small tools and equiptment | 26 | weeks | 200 | 5200
Health and Safety
1st aid kit | 1 | item | 50 | 50
Health and safety site visits | 1 | item | 1 | 1 | Inc in health and safety officer's costs above
Falling from heights | 1 | item | 1 | 1 | Inc in scaffold costs below
Scaffolding
External scaffolding including mat | 1 | item | 67500 | 67500
Adaption of Scaffolding | 1 | item | 5000 | 5000
Internal Scaffolding | 1 | item | 12500 | 12500
Fees and charges
Specialist site survey and level survey | 1 | item | 3500 | 3500
As built drawings and manuals | 1 | item | 1000 | 1000
CDM regulations and health and safety plan | 1 | item | 1000 | 1000
Considerate constructors scheme | 1 | item | 4000 | 4000
SAP calculations and energy performance certificates | 1 | item | 2700 | 2700
Robust details | 1 | item | 6500 | 6500
Building Control Fees | 1 | item | 5000 | 5000
Planning Condition Discharge Fees | 15 | no | 200 | 3000 | tenderer to assume there are 15 conditions requiring discharge
Adoption Agreements for Section 278, 104 and 38 Agreements | 1 | item | 4000 | 4000 | tenderer to assume road and sewers on virtual plan to be adopted
NHBC (or equivalent) 12 year structural warranty cover | 1 | item | 45000 | 45000 | tenderer not to include for insolvency cover
Testing and reports
Methane and radon testing and reports | 1 | item | 1250 | 1250
Concrete testing and reports | 1 | item | 500 | 500
Dilapidation Surveys | 1 | Item | 1 | 1
Sound testing | 1 | item | 2700 | 2700
Air pressure tests | 1 | item | 4239 | 4239
Handover costs
Snagging costs | 1 | item | 2700 | 2700
Contract cleaners | 1 | item | 5400 | 5400
Clean to external areas | 1 | item | 4000 | 4000
Skips | 8 | no | 250 | 2000
Lorry and tipping charges | 1 | item | 2500 | 2500
Resident handover packs | 27 | no | 100 | 2700
Insurances and Guarantees
Project specific Insurance | 1 | Item | 2000 | 2000
6.5.1 Insurance | 1 | Item | 2000 | 2000
Performance bond / parent company guarantee / insolvency cover |  |  |  | NIL | Contractor to indicate on Supplier Questionnaire
Maintenance period
Defects/Maintenance to dwelling | 27 | no | 250 | 6750
External areas - paths, paving and adopted areas | 1 | item | 3000 | 3000
Landscaped areas | 1 | item | 3000 | 3000
Total of preliminaries |  |  |  | 747560
Total of preliminaries expressed as a weekly cost |  |  |  | 14376.1538
Overheads and Profit
Corporate overheads (expressed as a %) |  |  |  | 4%
Profit (expressed as a %) |  |  |  | 4%
Overheads and Profit Total |  |  |  | 8%
Construction Costs
2 bed 3 person house (constructed as a mid mews) | Quantity | Unit | Rate | Total | No of units | Total
Substructures
Traditional strip foundation and lowest floor construction (expressed as GIFA) | 71.6 | m2 | 315 | 22554 | 3 | 67662
Superstructures
Superstructures | 71.6 | m2 | 1250 | 89500 | 3 | 268500
Allowance for Part L June 22 uplift | 1 | item | 125 | 125 | 3 | 375
Total cost for 2B3P mid mews houses (NDSS) | [5 empty] | 336537
2 bed 3 person house (constructed as a semi detached) | Quantity | Unit | Rate | Total | No of units | Total
Substructures
Traditional strip foundation and lowest floor construction (expressed as GIFA) | 71.6 | m2 | 315 | 22554 | 5 | 112770
Superstructures
Superstructures | 71.6 | m2 | 1250 | 89500 | 5 | 447500
Allowance for Part L June 22 uplift | 1 | item | 125 | 125 | 5 | 625
Total cost for 2B3P semi detached houses (NDSS) | [5 empty] | 560895
3 bed 4 person House (constructed as a semi detached) | Quantity | Unit | Rate | Total | No of units | Total
Substructures
Traditional strip foundation and lowest floor construction (expressed as GIFA) | 85.2 | m2 | 315 | 26838 | 10 | 268380
Superstructures
Superstructures | 85.2 | m2 | 1250 | 106500 | 10 | 1065000
Allowance for Part L June 22 uplift | 1 | item | 125 | 125 | 10 | 1250
Total cost for 3B4P semi detached houses (NDSS) | [5 empty] | 1334630
3 bed 4 person House (constructed as a semi detached) (side entrance) | Quantity | Unit | Rate | Total | No of units | Total
Substructures
Traditional strip foundation and lowest floor construction (expressed as GIFA) | 86.1 | m2 | 315 | 27121.5 | 3 | 81364.5
Superstructures
Superstructures | 86.1 | m2 | 1250 | 107625 | 3 | 322875
Allowance for Part L June 22 uplift | 1 | item | 125 | 125 | 3 | 375
Total cost for 3B4P semi detached houses (NDSS) | [5 empty] | 404614.5
3 bed 5 person house (constructed as semi detached) | Quantity | Unit | Rate | Total | No of units | Total
Substructures
Traditional strip foundation and lowest floor construction (expressed as GIFA) | 94.2 | m2 | 315 | 29673 | 6 | 178038
Superstructures
Superstructures | 94.2 | m2 | 1250 | 117750 | 6 | 706500
Allowance for Part L June 22 uplift | 1 | item | 125 | 125 | 6 | 750
Total cost for 3B5P houses (NDSS) | [5 empty] | 885288
EXTERNAL WORKS | Quantity | Unit | Rate | Total
Site Preparation Works
Site Clearance (assume 300mm deep inert to landfil) | 7942 | m² | 25 | 198550
Preparatory Groundworks | 7942 | m² | 5 | 39710
Roads, Paths, Pavings and Surfacings
Adopted Road (tarmac) including all kerbs and dropped kerbs | 814 | m² | 75 | 61050
Adopted footpath 2m wide (tarmac) including all edgings | 592 | m² | 72 | 42624
Non Adopted footpath (tarmac) including all edgings | nil | m² | 62 | 0
Non Adopted Road and Parking Space (tarmac) including all edgings | 900 | m² | 65 | 58500
PCC concrete paving 600x600mm (PC sum £40/m2 supply) incl edgings | 1225 | m² | 74 | 90650
Soft Landscaping, Planting and Irrigation Systems
Turf and topsoil (300mm deep) | 2639 | m² | 14 | 36946
External low level Planting including topsoil and mulch | 660 | m² | 40 | 26400 | PROV SUM
Tree species (PC sum £300) | 67 | no | 300 | 20100 | PROV SUM
Plot timber gates | 29 | no | 80 | 2320
1800mm high close boarded timber fencing, concrete gravel boards and post | 507 | lm | 78 | 39546
2100mm high close boarded timber fencing, concrete gravel boards and post | 401 | lm | 92 | 36892
External Drainage
Site wide Surface Water and Foul Water Drainage | 1 | item | 81000 | 81000 | PROV SUM
Plot drainage | 27 | item | 3000 | 81000
Land Drainage | 1 | item | 6000 | 6000 | PROV SUM
External Services
Water Mains Supply | 1 | item | 23000 | 23000 | PROV SUM
Electricity Mains Supply | 1 | item | 17250 | 17250 | PROV SUM
Gas Mains Supply | 1 | item | 23000 | 23000 | PROV SUM
Telecommunications and other Communication System Connections | 1 | item | 8250 | 8250 | PROV SUM
External Street Lighting Systems | 1 | item | 11500 | 11500 | PROV SUM
Builder's Work In Connection with External Services | 1 | item | 6000 | 6000 | PROV SUM
Total cost for External Works | [5 empty] | 910288
SUMMARY | [5 empty] | TOTAL COST
Preliminaries | [5 empty] | 747560
Substructure | [5 empty] | 708214.5
Superstructure | [5 empty] | 2810375
Part L Uplift | [5 empty] | 3375
External Works | [5 empty] | 910288
Post Contract Design Fees at say 3% | [5 empty] | 155394.375
OHP | [5 empty] | 426816.55
TOTAL GREENFIELD SITE COST FOR 27 AFFORDABLE RENT UNITS IN TIMBER FRAME CONSTRUCTION | [5 empty] | 5762023.425
FINAL SUMMARY
TOTAL GREENFIELD SITE COST FOR 27 AFFORDABLE RENT UNITS IN TRADITIONAL CONSTRUCTION | [5 empty] | 5782471.5618
TOTAL GREENFIELD SITE COST FOR 27 AFFORDABLE RENT UNITS IN TIMBER FRAME CONSTRUCTION | [5 empty] | 5762023.425
TOTAL COMBINED SITE COST FOR 27 AFFORDABLE RENT UNITS IN TIMBER FRAME CONSTRUCTION AND 27 UNITS IN TRADITIONAL CONSTRUCTION | [5 empty] | 11544494.9868

## Low val Lot 4
INNOVATION CHAIN NORTH
Framework of New build Construction Contractors 2024
PRICING SCHEDULE
TENDERER'S NAME | Winworth Construction Ltd
LOW VALUE LOT L4
TRADITIONAL CONSTRUCTION
LOCATION | North Yorkshire, West Yorkshire and East Yorkshire
Virtual Project Scenario
Nature of project | New Build Affordable Rent Units |  |  | 27 no
Size (m2) and Mix (no) of units | 71.6 | 2B3P House |  | 8 | 572.8 | NDSS
| 85.2 | 3B4P House |  | 10 | 852 | NDSS
| 86.1 | 3B4P House (side) |  | 3 | 258.3 | NDSS
| 94.2 | 3B5P House |  | 6 | 565.2 | NDSS
GIFA (m2) | 2248.3
Site Access | Good access direct from main adopted road network
Vandalism risk | High risk - CCTV required with security guard nights and weekends
Length of Contract | 68 | working weeks
Base Date / Commencement Date | 31st January 2024
Form of Contract | JCT Design and Build 2016 with ICN Amendments
Pricing schedule notes and guidance
1. All rates submitted should be as outlined in the RICS NRM2 Preliminaries (Main Contract)
2. Accommodation and welfare provisions shall be in strict accordance with the CDM Regulations 2015
3. All rates submitted will be applied and used as a basis for the future negotiation of Fixed Price Contracts for all projects within the aforementioned LOT for the full duration of the Framework Agreement. Annual inflationary increases will be applied from the commencement date of the framework and shall be in accordance with BCIS Tender Price Indices or as evidenced to the satisfaction of the instructing client.
4. All items listed below may not be specifically required on every individual project within this LOT. For the purposes of the evaluation each individual item shall be priced or, if included within another item, annotated accordingly identifying which item it is included within. ICN reserves the right to reject any priced schedules submitted with a tender which includes only summary costs or totals which are not fully completed.
5. Should the tenderer deem that a member of the Site Staff and Supervision team will not be required full time on projects within this LOT then the weekly rate shall be adjusted accordingly not the number of weeks. Consideration should be given that the rates inserted will be fixed for future AMP agreements (only subject to inflationary increases as noted above)
6. None of the measured quantities or descriptions are to be altered, all tendering bids are to be based upon a fixed price schedule for consistency.
7. Preliminaries are to be based on the contract period stated above based on traditional masonry construction. Each item is to be priced based on the relevant contract period. The period stated are for time on site and exclude lead in periods for discharge of pre-start planning conditions. Any other pre-start time costs should be included in the preliminaries. Any items not priced will be deemed not to be required on projects of a similar nature within the afoementioned LOT value range for the duration of the Framework Agreement.
8. Tenderers should allow the percentage for profit and corporate overhead [contractors margin] and these are to include: Contractors profit on net costs. Contracting companies corporate operating overheads on net costs which include cost of premises, employment of non site based staff [with the exception of visiting contract surveyors and construction manager] including estimators, customer care teams, business development managers, buyers, planners, resource, scheduling and programmers, directors and heads of departments, accounts, legal, financing, property costs, administration, IT, human resources, telecoms, transport and vehicles, corporate charges. All contractors contributions to Group overheads [where applicable]
9. The tenderer is to assume Fabric First construction to meet current Building Regulations but is to allow for all Part L uplifts which have been prevalent since June 2022 on a separate line as indicated
10. The tenderer should note that non completion of one schedule will not be a compliant tender - both timber frame and traditional need to be completed
11. The tenderer shall complete the pricing schedule based upon the Affordable Rent specification and Standard House Type layouts (as included within the tender documentation) excluding all abnormal costs.
Preliminaries | Quantity | Unit | Rate | Total | Notes
Project specific management and Staff
Project Manager | 68 | weeks | 200 | 13600
Contracts Manager | 68 | weeks | 750 | 51000
Site Engineer | 68 | weeks | 250 | 17000
Site Manager | 68 | weeks | 2500 | 170000
Finishing Foreman / Assistant Site Manager | 68 | weeks | 1250 | 85000
Labourer (including at handover) | 68 | weeks | 250 | 17000
Quantity Surveying / Commercial Management | 68 | weeks | 450 | 30600
Planner | 68 | weeks | 100 | 6800
Health & Safety Officer | 68 | weeks | 300 | 20400
Site establishment
Delivery of temp accomodation to site and removal on completion | 1 | Item | 5000 | 5000
Site office (inc furniture) | 68 | weeks | 50 | 3400
Meeting room (inc furniture) | 68 | weeks | 50 | 3400
Canteens and Kitchens | 68 | weeks | 100 | 6800
Drying room | 68 | weeks | 50 | 3400
Toilets and washrooms | 68 | weeks | 100 | 6800
Secure stores | 68 | weeks | 10 | 680
Telephones and Photocopiers (connection and charges) | 68 | weeks | 5 | 340
IT systems with email and internet capability | 68 | weeks | 5 | 340
Consumables and services associated with site accommodation | 68 | weeks | 25 | 1700
Fire points and fire fighting equipment | 1 | Item | 2000 | 2000
Main Contractor's Signboard | 1 | Item | 250 | 250
Client/Homes England signboard; production, installation and removal (as ER's) | 1 | Item | 250 | 250
Cleaning
Site cleaning | 68 | weeks | 100 | 6800
Site set up
Tarmac and hardcore compound area | 1 | item | 3000 | 3000
Temporary roads incl demarcation for safe pedestrian and vehicular routes | 1 | item | 3000 | 3000
Temproary fencing to compound area | 1 | item | 1500 | 1500
Temporary security fencing to site perimeter | 1 | item | 10000 | 10000
Removal of compound on completion; reinstatement | 1 | item | 2000 | 2000
Temp Services incl all connections, disconnections and usage
Water supply | 68 | weeks | 50 | 3400
Gas Supply | 68 | weeks | 100 | 6800
Electric supply, Lighting and power | 68 | weeks | 250 | 17000
Drainage | 68 | weeks | 25 | 1700
Security
Night watchman | 68 | weeks | 1500 | 102000
Pedestrian gates | 1 | item | 250 | 250
Vehicular gates | 1 | item | 1000 | 1000
CCTV cameras set up costs | 1 | item | 500 | 500
CCTV weekly charge | 68 | weeks | 500 | 34000
Material distribution
Forklift and driver | 34 | weeks | 1500 | 51000
Site plant
Small Dumper | 34 | weeks | 1 | 34 | Inc in civils rates
Mixer | 34 | weeks | 1 | 34 | Excluded in lieu of mortar silo
Road Sweeper including driver and fuel | 34 | weeks | 100 | 3400
Excavator / mini digger including driver and fuel | 34 | weeks | 1 | 34 | Inc in civils rates
Small tools and equiptment | 34 | weeks | 200 | 6800
Health and Safety
1st aid kit | 1 | item | 50 | 50
Health and safety site visits | 1 | item | 1 | 1 | Inc in health and safety officer's costs above
Falling from heights | 1 | item | 1 | 1 | Inc in scaffold costs below
Scaffolding
External scaffolding including mat | 1 | item | 67500 | 67500
Adaption of Scaffolding | 1 | item | 5000 | 5000
Internal Scaffolding | 1 | item | 12500 | 12500
Fees and charges
Specialist site survey and level survey | 1 | item | 3500 | 3500
As built drawings and manuals | 1 | item | 1000 | 1000
CDM regulations and health and safety plan | 1 | item | 1000 | 1000
Considerate constructors scheme | 1 | item | 4000 | 4000
SAP calculations and energy performance certificates | 1 | item | 2700 | 2700
Robust details | 1 | item | 6500 | 6500
Building Control Fees | 1 | item | 5000 | 5000
Planning Condition Discharge Fees | 15 | no | 200 | 3000 | tenderer to assume there are 15 conditions requiring discharge
Adoption Agreements for Section 278, 104 and 38 Agreements | 1 | item | 4000 | 4000 | tenderer to assume road and sewers on virtual plan to be adopted
NHBC (or equivalent) 12 year structural warranty cover | 1 | item | 45000 | 45000 | tenderer not to include for insolvency cover
Testing and reports
Methane and radon testing and reports | 1 | item | 1250 | 1250
Concrete testing and reports | 1 | item | 500 | 500
Dilapidation Surveys | 1 | Item | 1 | 1
Sound testing | 1 | item | 2700 | 2700
Air pressure tests | 1 | item | 4239 | 4239
Handover costs
Snagging costs / inspections | 1 | item | 2700 | 2700
Contract cleaners | 1 | item | 5400 | 5400
Clean to external areas | 1 | item | 4000 | 4000
Skips | 8 | no | 250 | 2000
Lorry and tipping charges | 1 | item | 2500 | 2500
Resident handover packs | 27 | no | 100 | 2700
Insurances and Guarantees
Project specific Insurances | 1 | Item | 2000 | 2000
6.5.1 Insurance | 1 | Item | 2000 | 2000
Performance bond / parent company guarantee / insolvency cover |  |  |  | NIL | Contractor to indicate on Supplier Questionnaire
Maintenance period
Defects / Maintenance to dwellings | 27 | no | 250 | 6750
External areas - paths, paving and adopted areas | 1 | item | 3000 | 3000
Landscaped areas | 1 | item | 3000 | 3000
Total of preliminaries |  |  |  | 905504
Total of preliminaries expressed as a weekly cost |  |  |  | 13316.2353
Overheads and Profit
Corporate overheads (expressed as a %) |  |  |  | 4%
Profit (expressed as a %) |  |  |  | 4%
Overheads and Profit Total |  |  |  | 8%
Construction Costs
2 bed 3 person house (constructed as a mid mews) | Quantity | Unit | Rate | Total | No of units | Total
Substructures
Traditional strip foundation and lowest floor construction (expressed as GIFA) | 71.6 | m2 | 315 | 22554 | 3 | 67662
Superstructures
Superstructures | 71.6 | m2 | 1188 | 85060.8 | 3 | 255182.4
Allowance for Part L June 22 uplift | 1 | item | 118.8 | 118.8 | 3 | 356.4
Total cost for 2B3P mid mews houses (NDSS) | [5 empty] | 323200.8
2 bed 3 person house (constructed as a semi detached) | Quantity | Unit | Rate | Total | No of units | Total
Substructures
Traditional strip foundation and lowest floor construction (expressed as GIFA) | 71.6 | m2 | 315 | 22554 | 5 | 112770
Superstructures
Superstructures | 71.6 | m2 | 1188 | 85060.8 | 5 | 425304
Allowance for Part L June 22 uplift | 1 | item | 118.8 | 118.8 | 5 | 594
Total cost for 2B3P semi detached houses (NDSS) | [5 empty] | 538668
3 bed 4 person House (constructed as a semi detached) | Quantity | Unit | Rate | Total | No of units | Total
Substructures
Traditional strip foundation and lowest floor construction (expressed as GIFA) | 85.2 | m2 | 315 | 26838 | 10 | 268380
Superstructures
Superstructures | 85.2 | m2 | 1188 | 101217.6 | 10 | 1012176
Allowance for Part L June 22 uplift | 1 | item | 118.8 | 118.8 | 10 | 1188
Total cost for 3B4P semi detached houses (NDSS) | [5 empty] | 1281744
3 bed 4 person House (constructed as a semi detached) (side entrance) | Quantity | Unit | Rate | Total | No of units | Total
Substructures
Traditional strip foundation and lowest floor construction (expressed as GIFA) | 86.1 | m2 | 315 | 27121.5 | 3 | 81364.5
Superstructures
Superstructures | 86.1 | m2 | 1188 | 102286.8 | 3 | 306860.4
Allowance for Part L June 22 uplift | 1 | item | 118.8 | 118.8 | 3 | 356.4
Total cost for 3B4P semi detached houses (NDSS) | [5 empty] | 388581.3
3 bed 5 person house (constructed as semi detached) | Quantity | Unit | Rate | Total | No of units | Total
Substructures
Traditional strip foundation and lowest floor construction (expressed as GIFA) | 94.2 | m2 | 315 | 29673 | 6 | 178038
Superstructures
Superstructures | 94.2 | m2 | 1188 | 111909.6 | 6 | 671457.6
Allowance for Part L June 22 uplift | 1 | item | 118.8 | 118.8 | 6 | 712.8
Total cost for 3B5P houses (NDSS) | [5 empty] | 850208.4
EXTERNAL WORKS | Quantity | Unit | Rate | Total
Site Preparation Works
Site Clearance (assume 300mm deep inert to landfil) | 7942 | m² | 25 | 198550
Preparatory Groundworks | 7942 | m² | 5 | 39710
Roads, Paths, Pavings and Surfacings
Adopted Road (tarmac) including all kerbs and dropped kerbs | 814 | m² | 75 | 61050
Adopted footpath 2m wide (tarmac) including all edgings | 592 | m² | 72 | 42624
Non Adopted footpath (tarmac) including all edgings | nil | m² | 62 | 0
Non Adopted Road and Parking Space (tarmac) including all edgings | 900 | m² | 65 | 58500
PCC concrete paving 600x600mm (PC sum £40/m2 supply) incl edgings | 1225 | m² | 74 | 90650
Soft Landscaping, Planting and Irrigation Systems
Turf and topsoil (300mm deep) | 2639 | m² | 14 | 36946
External low level Planting including topsoil and mulch | 660 | m² | 40 | 26400 | PROV SUM
Tree species (PC sum £300) | 67 | no | 300 | 20100 | PROV SUM
Plot timber gates | 29 | no | 80 | 2320
1800mm high close boarded timber fencing, concrete gravel boards and post | 507 | lm | 78 | 39546
2100mm high close boarded timber fencing, concrete gravel boards and post | 401 | lm | 92 | 36892
External Drainage
Site wide Surface Water and Foul Water Drainage | 1 | item | 81000 | 81000 | PROV SUM
Plot drainage | 27 | item | 3000 | 81000
Land Drainage | 1 | item | 6000 | 6000 | PROV SUM
External Services
Water Mains Supply | 1 | item | 23000 | 23000 | PROV SUM
Electricity Mains Supply | 1 | item | 17250 | 17250 | PROV SUM
Gas Mains Supply | 1 | item | 23000 | 23000 | PROV SUM
Telecommunications and other Communication System Connections | 1 | item | 8250 | 8250 | PROV SUM
External Street Lighting Systems | 1 | item | 11500 | 11500 | PROV SUM
Builder's Work In Connection with External Services | 1 | item | 6000 | 6000 | PROV SUM
Total cost for External Works | [5 empty] | 910288
SUMMARY | [5 empty] | TOTAL COST
Preliminaries | [5 empty] | 905504
Substructure | [5 empty] | 708214.5
Superstructure | [5 empty] | 2670980.4
Part L Uplift | [5 empty] | 3207.6
External Works | [5 empty] | 910288
Post Contract Design Fees at say 3% | [5 empty] | 155945.835
OH&P | [5 empty] | 428331.2268
TOTAL GREENFIELD SITE COST FOR 27 AFFORDABLE RENT UNITS IN TRADITIONAL CONSTRUCTION | [5 empty] | 5782471.5618
INNOVATION CHAIN NORTH
Framework of New build Construction Contractors 2024
PRICING SCHEDULE
TENDERER'S NAME | Winworth Construction Ltd
LOW VALUE LOT L4
TIMBER FRAME CONSTRUCTION
LOCATION | North Yorkshire, West Yorkshire and East Yorkshire
Virtual Project Scenario
Nature of project | New Build Affordable Rent Units |  |  | 27 no
Size (m2) and Mix (no) of units | 71.6 | 2B3P House |  | 8 | 572.8 | NDSS
| 85.2 | 3B4P House |  | 10 | 852 | NDSS
| 86.1 | 3B4P House (side) |  | 3 | 258.3 | NDSS
| 94.2 | 3B5P House |  | 6 | 565.2 | NDSS
GIFA (m2) | 2248.3
Site Access | Good access direct from main road network
Vandalism risk | High risk - CCTV required with security guard nights and weekends
Length of Contract | 52 | working weeks
Base Date / Commencement Date | 31st January 2024
Form of Contract | JCT design and build 2016 with ICN Amendments
Pricing schedule notes and guidance
1. All rates submitted should be as outlined in the RICS NRM2 Preliminaries (Main Contract)
2. Accommodation and welfare provisions shall be in strict accordance with the CDM Regulations 2015
3. All rates submitted will be applied and used as a basis for the future negotiation of Fixed Price Contracts for all projects within the aforementioned LOT for the full duration of the Framework Agreement. Annual inflationary increases will be applied from the commencement date of the framework and shall be in accordance with BCIS Tender Price Indices or as evidenced to the satisfaction of the instructing client.
4. All items listed below may not be specifically required on every individual project within this LOT. For the purposes of the evaluation each individual item shall be priced or, if included within another item, annotated accordingly identifying which item it is included within. ICN reserves the right to reject any priced schedules submitted with a tender which includes only summary costs or totals which are not fully completed.
5. Should the tenderer deem that a member of the Site Staff and Supervision team will not be required full time on projects within this LOT then the weekly rate shall be adjusted accordingly not the number of weeks. Consideration should be given that the rates inserted will be fixed for future AMP agreements (only subject to inflationary increases as noted above)
6. None of the measured quantities or descriptions are to be altered, all tendering bids are to be based upon a fixed price schedule for consistency.
7. Preliminaries are to be based on the contract period stated above based on traditional masonry construction. Each item is to be priced based on the relevant contract period. The period stated are for time on site and exclude lead in periods for discharge of pre-start planning conditions. Any other pre-start time costs should be included in the preliminaries. Any items not priced will be deemed not to be required on projects of a similar nature within the afoementioned LOT value range for the duration of the Framework Agreement.
8. Tenderers should allow the percentage for profit and corporate overhead [contractors margin] and these are to include: Contractors profit on net costs. Contracting companies corporate operating overheads on net costs which include cost of premises, employment of non site based staff [with the exception of visiting contract surveyors and construction manager] including estimators, customer care teams, business development managers, buyers, planners, resource, scheduling and programmers, directors and heads of departments, accounts, legal, financing, property costs, administration, IT, human resources, telecoms, transport and vehicles, corporate charges. All contractors contributions to Group overheads [where applicable]
9. The tenderer is to assume Fabric First construction to meet current Building Regulations but is to allow for all Part L uplifts which have been prevalent since June 2022 on a separate line as indicated
10. The tenderer should note that non completion of one schedule will not be a compliant tender - both timber frame and traditional need to be completed
11. The tenderer shall complete the pricing schedule based upon the Affordable Rent specification and Standard House Type layouts (as included within the tender documentation) excluding all abnormal costs.
12. The tenderer shall allow for any cranage and associated works within the timber frame superstructures rate not the preliminaries schedule.
Preliminaries | Quantity | Unit | Rate | Total | Notes
Project specific management and Staff
Project Manager | 52 | weeks | 200 | 10400
Contracts Manager | 52 | weeks | 750 | 39000
Site Engineer | 52 | weeks | 250 | 13000
Site Manager | 52 | weeks | 2500 | 130000
Finishing Foreman / Assistant Site Manager | 52 | weeks | 1250 | 65000
Labourer (including at handover) | 52 | weeks | 250 | 13000
Quantity Surveying /Commercial Management | 52 | weeks | 450 | 23400
Planner | 52 | weeks | 100 | 5200
Health & Safety Officer | 52 | weeks | 300 | 15600
Site establishment
Delivery of temp accomodation to site and removal on completion | 1 | Item | 5000 | 5000
Site office (inc furniture) | 52 | weeks | 50 | 2600
Meeting room (inc furniture) | 52 | weeks | 50 | 2600
Canteens and Kitchens | 52 | weeks | 100 | 5200
Drying room | 52 | weeks | 50 | 2600
Toilets and washrooms | 52 | weeks | 100 | 5200
Secure stores | 52 | weeks | 10 | 520
Telephones and Photocopiers (connection and charges) | 52 | weeks | 5 | 260
IT systems with email and internet capability | 52 | weeks | 5 | 260
Consumables and services associated with site accommodation | 52 | weeks | 25 | 1300
Fire points and fire fighting equipment | 1 | Item | 2000 | 2000
Main Contractor's Signboard | 1 | Item | 250 | 250
Client/Homes England signboard; production, installation and removal (as ER's) | 1 | Item | 250 | 250
Cleaning
Site cleaning | 52 | weeks | 100 | 5200
Site set up
Tarmac and hardcored compound area | 1 | item | 3000 | 3000
Temporary roads including demarcation for safe pedestrian and vehicular routes | 1 | item | 3000 | 3000
Temproary fencing to compound area | 1 | item | 1500 | 1500
Temporary security fencing to site perimeter | 1 | item | 10000 | 10000
Removal of compound on completion; reinstatement | 1 | item | 2000 | 2000
Temp Services incl all connections, disconnections and usage
Water supply | 52 | weeks | 50 | 2600
Gas Supply | 52 | weeks | 100 | 5200
Electric supply, Lighting and power | 52 | weeks | 250 | 13000
Drainage | 52 | weeks | 25 | 1300
Security
Night watchman | 52 | weeks | 1500 | 78000
Pedestrian gates | 1 | item | 250 | 250
Vehicular gates | 1 | item | 1000 | 1000
CCTV cameras set up costs | 1 | item | 500 | 500
CCTV weekly charge | 52 | weeks | 500 | 26000
Material distribution
Forklift and driver | 26 | weeks | 1500 | 39000
Site plant
Small Dumper | 26 | weeks | 1 | 26 | Inc in civils rates
Mixer | 26 | weeks | 1 | 26 | Excluded in lieu of mortar silo
Road Sweeper including driver and fuel | 26 | weeks | 100 | 2600
Excavator / mini digger including driver and fuel | 26 | weeks | 1 | 26 | Inc in civils rates
Small tools and equiptment | 26 | weeks | 200 | 5200
Health and Safety
1st aid kit | 1 | item | 50 | 50
Health and safety site visits | 1 | item | 1 | 1 | Inc in health and safety officer's costs above
Falling from heights | 1 | item | 1 | 1 | Inc in scaffold costs below
Scaffolding
External scaffolding including mat | 1 | item | 67500 | 67500
Adaption of Scaffolding | 1 | item | 5000 | 5000
Internal Scaffolding | 1 | item | 12500 | 12500
Fees and charges
Specialist site survey and level survey | 1 | item | 3500 | 3500
As built drawings and manuals | 1 | item | 1000 | 1000
CDM regulations and health and safety plan | 1 | item | 1000 | 1000
Considerate constructors scheme | 1 | item | 4000 | 4000
SAP calculations and energy performance certificates | 1 | item | 2700 | 2700
Robust details | 1 | item | 6500 | 6500
Building Control Fees | 1 | item | 5000 | 5000
Planning Condition Discharge Fees | 15 | no | 200 | 3000 | tenderer to assume there are 15 conditions requiring discharge
Adoption Agreements for Section 278, 104 and 38 Agreements | 1 | item | 4000 | 4000 | tenderer to assume road and sewers on virtual plan to be adopted
NHBC (or equivalent) 12 year structural warranty cover | 1 | item | 45000 | 45000 | tenderer not to include for insolvency cover
Testing and reports
Methane and radon testing and reports | 1 | item | 1250 | 1250
Concrete testing and reports | 1 | item | 500 | 500
Dilapidation Surveys | 1 | Item | 1 | 1
Sound testing | 1 | item | 2700 | 2700
Air pressure tests | 1 | item | 4239 | 4239
Handover costs
Snagging costs | 1 | item | 2700 | 2700
Contract cleaners | 1 | item | 5400 | 5400
Clean to external areas | 1 | item | 4000 | 4000
Skips | 8 | no | 250 | 2000
Lorry and tipping charges | 1 | item | 2500 | 2500
Resident handover packs | 27 | no | 100 | 2700
Insurances and Guarantees
Project specific Insurance | 1 | Item | 2000 | 2000
6.5.1 Insurance | 1 | Item | 2000 | 2000
Performance bond / parent company guarantee / insolvency cover |  |  |  | NIL | Contractor to indicate on Supplier Questionnaire
Maintenance period
Defects/Maintenance to dwelling | 27 | no | 250 | 6750
External areas - paths, paving and adopted areas | 1 | item | 3000 | 3000
Landscaped areas | 1 | item | 3000 | 3000
Total of preliminaries |  |  |  | 747560
Total of preliminaries expressed as a weekly cost |  |  |  | 14376.1538
Overheads and Profit
Corporate overheads (expressed as a %) |  |  |  | 4%
Profit (expressed as a %) |  |  |  | 4%
Overheads and Profit Total |  |  |  | 8%
Construction Costs
2 bed 3 person house (constructed as a mid mews) | Quantity | Unit | Rate | Total | No of units | Total
Substructures
Traditional strip foundation and lowest floor construction (expressed as GIFA) | 71.6 | m2 | 315 | 22554 | 3 | 67662
Superstructures
Superstructures | 71.6 | m2 | 1250 | 89500 | 3 | 268500
Allowance for Part L June 22 uplift | 1 | item | 125 | 125 | 3 | 375
Total cost for 2B3P mid mews houses (NDSS) | [5 empty] | 336537
2 bed 3 person house (constructed as a semi detached) | Quantity | Unit | Rate | Total | No of units | Total
Substructures
Traditional strip foundation and lowest floor construction (expressed as GIFA) | 71.6 | m2 | 315 | 22554 | 5 | 112770
Superstructures
Superstructures | 71.6 | m2 | 1250 | 89500 | 5 | 447500
Allowance for Part L June 22 uplift | 1 | item | 125 | 125 | 5 | 625
Total cost for 2B3P semi detached houses (NDSS) | [5 empty] | 560895
3 bed 4 person House (constructed as a semi detached) | Quantity | Unit | Rate | Total | No of units | Total
Substructures
Traditional strip foundation and lowest floor construction (expressed as GIFA) | 85.2 | m2 | 315 | 26838 | 10 | 268380
Superstructures
Superstructures | 85.2 | m2 | 1250 | 106500 | 10 | 1065000
Allowance for Part L June 22 uplift | 1 | item | 125 | 125 | 10 | 1250
Total cost for 3B4P semi detached houses (NDSS) | [5 empty] | 1334630
3 bed 4 person House (constructed as a semi detached) (side entrance) | Quantity | Unit | Rate | Total | No of units | Total
Substructures
Traditional strip foundation and lowest floor construction (expressed as GIFA) | 86.1 | m2 | 315 | 27121.5 | 3 | 81364.5
Superstructures
Superstructures | 86.1 | m2 | 1250 | 107625 | 3 | 322875
Allowance for Part L June 22 uplift | 1 | item | 125 | 125 | 3 | 375
Total cost for 3B4P semi detached houses (NDSS) | [5 empty] | 404614.5
3 bed 5 person house (constructed as semi detached) | Quantity | Unit | Rate | Total | No of units | Total
Substructures
Traditional strip foundation and lowest floor construction (expressed as GIFA) | 94.2 | m2 | 315 | 29673 | 6 | 178038
Superstructures
Superstructures | 94.2 | m2 | 1250 | 117750 | 6 | 706500
Allowance for Part L June 22 uplift | 1 | item | 125 | 125 | 6 | 750
Total cost for 3B5P houses (NDSS) | [5 empty] | 885288
EXTERNAL WORKS | Quantity | Unit | Rate | Total
Site Preparation Works
Site Clearance (assume 300mm deep inert to landfil) | 7942 | m² | 25 | 198550
Preparatory Groundworks | 7942 | m² | 5 | 39710
Roads, Paths, Pavings and Surfacings
Adopted Road (tarmac) including all kerbs and dropped kerbs | 814 | m² | 75 | 61050
Adopted footpath 2m wide (tarmac) including all edgings | 592 | m² | 72 | 42624
Non Adopted footpath (tarmac) including all edgings | nil | m² | 62 | 0
Non Adopted Road and Parking Space (tarmac) including all edgings | 900 | m² | 65 | 58500
PCC concrete paving 600x600mm (PC sum £40/m2 supply) incl edgings | 1225 | m² | 74 | 90650
Soft Landscaping, Planting and Irrigation Systems
Turf and topsoil (300mm deep) | 2639 | m² | 14 | 36946
External low level Planting including topsoil and mulch | 660 | m² | 40 | 26400 | PROV SUM
Tree species (PC sum £300) | 67 | no | 300 | 20100 | PROV SUM
Plot timber gates | 29 | no | 80 | 2320
1800mm high close boarded timber fencing, concrete gravel boards and post | 507 | lm | 78 | 39546
2100mm high close boarded timber fencing, concrete gravel boards and post | 401 | lm | 92 | 36892
External Drainage
Site wide Surface Water and Foul Water Drainage | 1 | item | 81000 | 81000 | PROV SUM
Plot drainage | 27 | item | 3000 | 81000
Land Drainage | 1 | item | 6000 | 6000 | PROV SUM
External Services
Water Mains Supply | 1 | item | 23000 | 23000 | PROV SUM
Electricity Mains Supply | 1 | item | 17250 | 17250 | PROV SUM
Gas Mains Supply | 1 | item | 23000 | 23000 | PROV SUM
Telecommunications and other Communication System Connections | 1 | item | 8250 | 8250 | PROV SUM
External Street Lighting Systems | 1 | item | 11500 | 11500 | PROV SUM
Builder's Work In Connection with External Services | 1 | item | 6000 | 6000 | PROV SUM
Total cost for External Works | [5 empty] | 910288
SUMMARY | [5 empty] | TOTAL COST
Preliminaries | [5 empty] | 747560
Substructure | [5 empty] | 708214.5
Superstructure | [5 empty] | 2810375
Part L Uplift | [5 empty] | 3375
External Works | [5 empty] | 910288
Post Contract Design Fees at say 3% | [5 empty] | 155394.375
OHP | [5 empty] | 426816.55
TOTAL GREENFIELD SITE COST FOR 27 AFFORDABLE RENT UNITS IN TIMBER FRAME CONSTRUCTION | [5 empty] | 5762023.425
FINAL SUMMARY
TOTAL GREENFIELD SITE COST FOR 27 AFFORDABLE RENT UNITS IN TRADITIONAL CONSTRUCTION | [5 empty] | 5782471.5618
TOTAL GREENFIELD SITE COST FOR 27 AFFORDABLE RENT UNITS IN TIMBER FRAME CONSTRUCTION | [5 empty] | 5762023.425
TOTAL COMBINED SITE COST FOR 27 AFFORDABLE RENT UNITS IN TIMBER FRAME CONSTRUCTION AND 27 UNITS IN TRADITIONAL CONSTRUCTION | [5 empty] | 11544494.9868

## Low val Lot 5
INNOVATION CHAIN NORTH
Framework of New build Construction Contractors 2024
PRICING SCHEDULE
TENDERER'S NAME | Winworth Construction Ltd
LOW VALUE LOT L5
TRADITIONAL CONSTRUCTION
LOCATION | South Yorkshire, North Nottinghamshire, Lincolnshire, Derbyshire East
Virtual Project Scenario
Nature of project | New Build Affordable Rent Units |  |  | 27 no
Size (m2) and Mix (no) of units | 71.6 | 2B3P House |  | 8 | 572.8 | NDSS
| 85.2 | 3B4P House |  | 10 | 852 | NDSS
| 86.1 | 3B4P House (side) |  | 3 | 258.3 | NDSS
| 94.2 | 3B5P House |  | 6 | 565.2 | NDSS
GIFA (m2) | 2248.3
Site Access | Good access direct from main adopted road network
Vandalism risk | High risk - CCTV required with security guard nights and weekends
Length of Contract | 68 | working weeks
Base Date / Commencement Date | 31st January 2024
Form of Contract | JCT Design and Build 2016 with ICN Amendments
Pricing schedule notes and guidance
1. All rates submitted should be as outlined in the RICS NRM2 Preliminaries (Main Contract)
2. Accommodation and welfare provisions shall be in strict accordance with the CDM Regulations 2015
3. All rates submitted will be applied and used as a basis for the future negotiation of Fixed Price Contracts for all projects within the aforementioned LOT for the full duration of the Framework Agreement. Annual inflationary increases will be applied from the commencement date of the framework and shall be in accordance with BCIS Tender Price Indices or as evidenced to the satisfaction of the instructing client.
4. All items listed below may not be specifically required on every individual project within this LOT. For the purposes of the evaluation each individual item shall be priced or, if included within another item, annotated accordingly identifying which item it is included within. ICN reserves the right to reject any priced schedules submitted with a tender which includes only summary costs or totals which are not fully completed.
5. Should the tenderer deem that a member of the Site Staff and Supervision team will not be required full time on projects within this LOT then the weekly rate shall be adjusted accordingly not the number of weeks. Consideration should be given that the rates inserted will be fixed for future AMP agreements (only subject to inflationary increases as noted above)
6. None of the measured quantities or descriptions are to be altered, all tendering bids are to be based upon a fixed price schedule for consistency.
7. Preliminaries are to be based on the contract period stated above based on traditional masonry construction. Each item is to be priced based on the relevant contract period. The period stated are for time on site and exclude lead in periods for discharge of pre-start planning conditions. Any other pre-start time costs should be included in the preliminaries. Any items not priced will be deemed not to be required on projects of a similar nature within the afoementioned LOT value range for the duration of the Framework Agreement.
8. Tenderers should allow the percentage for profit and corporate overhead [contractors margin] and these are to include: Contractors profit on net costs. Contracting companies corporate operating overheads on net costs which include cost of premises, employment of non site based staff [with the exception of visiting contract surveyors and construction manager] including estimators, customer care teams, business development managers, buyers, planners, resource, scheduling and programmers, directors and heads of departments, accounts, legal, financing, property costs, administration, IT, human resources, telecoms, transport and vehicles, corporate charges. All contractors contributions to Group overheads [where applicable]
9. The tenderer is to assume Fabric First construction to meet current Building Regulations but is to allow for all Part L uplifts which have been prevalent since June 2022 on a separate line as indicated
10. The tenderer should note that non completion of one schedule will not be a compliant tender - both timber frame and traditional need to be completed
11. The tenderer shall complete the pricing schedule based upon the Affordable Rent specification and Standard House Type layouts (as included within the tender documentation) excluding all abnormal costs.
Preliminaries | Quantity | Unit | Rate | Total | Notes
Project specific management and Staff
Project Manager | 68 | weeks | 200 | 13600
Contracts Manager | 68 | weeks | 750 | 51000
Site Engineer | 68 | weeks | 250 | 17000
Site Manager | 68 | weeks | 2500 | 170000
Finishing Foreman / Assistant Site Manager | 68 | weeks | 1250 | 85000
Labourer (including at handover) | 68 | weeks | 250 | 17000
Quantity Surveying / Commercial Management | 68 | weeks | 450 | 30600
Planner | 68 | weeks | 100 | 6800
Health & Safety Officer | 68 | weeks | 300 | 20400
Site establishment
Delivery of temp accomodation to site and removal on completion | 1 | Item | 5000 | 5000
Site office (inc furniture) | 68 | weeks | 50 | 3400
Meeting room (inc furniture) | 68 | weeks | 50 | 3400
Canteens and Kitchens | 68 | weeks | 100 | 6800
Drying room | 68 | weeks | 50 | 3400
Toilets and washrooms | 68 | weeks | 100 | 6800
Secure stores | 68 | weeks | 10 | 680
Telephones and Photocopiers (connection and charges) | 68 | weeks | 5 | 340
IT systems with email and internet capability | 68 | weeks | 5 | 340
Consumables and services associated with site accommodation | 68 | weeks | 25 | 1700
Fire points and fire fighting equipment | 1 | Item | 2000 | 2000
Main Contractor's Signboard | 1 | Item | 250 | 250
Client/Homes England signboard; production, installation and removal (as ER's) | 1 | Item | 250 | 250
Cleaning
Site cleaning | 68 | weeks | 100 | 6800
Site set up
Tarmac and hardcore compound area | 1 | item | 3000 | 3000
Temporary roads incl demarcation for safe pedestrian and vehicular routes | 1 | item | 3000 | 3000
Temproary fencing to compound area | 1 | item | 1500 | 1500
Temporary security fencing to site perimeter | 1 | item | 10000 | 10000
Removal of compound on completion; reinstatement | 1 | item | 2000 | 2000
Temp Services incl all connections, disconnections and usage
Water supply | 68 | weeks | 50 | 3400
Gas Supply | 68 | weeks | 100 | 6800
Electric supply, Lighting and power | 68 | weeks | 250 | 17000
Drainage | 68 | weeks | 25 | 1700
Security
Night watchman | 68 | weeks | 1500 | 102000
Pedestrian gates | 1 | item | 250 | 250
Vehicular gates | 1 | item | 1000 | 1000
CCTV cameras set up costs | 1 | item | 500 | 500
CCTV weekly charge | 68 | weeks | 500 | 34000
Material distribution
Forklift and driver | 34 | weeks | 1500 | 51000
Site plant
Small Dumper | 34 | weeks | 1 | 34 | Inc in civils rates
Mixer | 34 | weeks | 1 | 34 | Excluded in lieu of mortar silo
Road Sweeper including driver and fuel | 34 | weeks | 100 | 3400
Excavator / mini digger including driver and fuel | 34 | weeks | 1 | 34 | Inc in civils rates
Small tools and equiptment | 34 | weeks | 200 | 6800
Health and Safety
1st aid kit | 1 | item | 50 | 50
Health and safety site visits | 1 | item | 1 | 1 | Inc in health and safety officer's costs above
Falling from heights | 1 | item | 1 | 1 | Inc in scaffold costs below
Scaffolding
External scaffolding including mat | 1 | item | 67500 | 67500
Adaption of Scaffolding | 1 | item | 5000 | 5000
Internal Scaffolding | 1 | item | 12500 | 12500
Fees and charges
Specialist site survey and level survey | 1 | item | 3500 | 3500
As built drawings and manuals | 1 | item | 1000 | 1000
CDM regulations and health and safety plan | 1 | item | 1000 | 1000
Considerate constructors scheme | 1 | item | 4000 | 4000
SAP calculations and energy performance certificates | 1 | item | 2700 | 2700
Robust details | 1 | item | 6500 | 6500
Building Control Fees | 1 | item | 5000 | 5000
Planning Condition Discharge Fees | 15 | no | 200 | 3000 | tenderer to assume there are 15 conditions requiring discharge
Adoption Agreements for Section 278, 104 and 38 Agreements | 1 | item | 4000 | 4000 | tenderer to assume road and sewers on virtual plan to be adopted
NHBC (or equivalent) 12 year structural warranty cover | 1 | item | 45000 | 45000 | tenderer not to include for insolvency cover
Testing and reports
Methane and radon testing and reports | 1 | item | 1250 | 1250
Concrete testing and reports | 1 | item | 500 | 500
Dilapidation Surveys | 1 | Item | 1 | 1
Sound testing | 1 | item | 2700 | 2700
Air pressure tests | 1 | item | 4239 | 4239
Handover costs
Snagging costs / inspections | 1 | item | 2700 | 2700
Contract cleaners | 1 | item | 5400 | 5400
Clean to external areas | 1 | item | 4000 | 4000
Skips | 8 | no | 250 | 2000
Lorry and tipping charges | 1 | item | 2500 | 2500
Resident handover packs | 27 | no | 100 | 2700
Insurances and Guarantees
Project specific Insurances | 1 | Item | 2000 | 2000
6.5.1 Insurance | 1 | Item | 2000 | 2000
Performance bond / parent company guarantee / insolvency cover |  |  |  | NIL | Contractor to indicate on Supplier Questionnaire
Maintenance period
Defects / Maintenance to dwellings | 27 | no | 250 | 6750
External areas - paths, paving and adopted areas | 1 | item | 3000 | 3000
Landscaped areas | 1 | item | 3000 | 3000
Total of preliminaries |  |  |  | 905504
Total of preliminaries expressed as a weekly cost |  |  |  | 13316.2353
Overheads and Profit
Corporate overheads (expressed as a %) |  |  |  | 4%
Profit (expressed as a %) |  |  |  | 4%
Overheads and Profit Total |  |  |  | 8%
Construction Costs
2 bed 3 person house (constructed as a mid mews) | Quantity | Unit | Rate | Total | No of units | Total
Substructures
Traditional strip foundation and lowest floor construction (expressed as GIFA) | 71.6 | m2 | 315 | 22554 | 3 | 67662
Superstructures
Superstructures | 71.6 | m2 | 1188 | 85060.8 | 3 | 255182.4
Allowance for Part L June 22 uplift | 1 | item | 118.8 | 118.8 | 3 | 356.4
Total cost for 2B3P mid mews houses (NDSS) | [5 empty] | 323200.8
2 bed 3 person house (constructed as a semi detached) | Quantity | Unit | Rate | Total | No of units | Total
Substructures
Traditional strip foundation and lowest floor construction (expressed as GIFA) | 71.6 | m2 | 315 | 22554 | 5 | 112770
Superstructures
Superstructures | 71.6 | m2 | 1188 | 85060.8 | 5 | 425304
Allowance for Part L June 22 uplift | 1 | item | 118.8 | 118.8 | 5 | 594
Total cost for 2B3P semi detached houses (NDSS) | [5 empty] | 538668
3 bed 4 person House (constructed as a semi detached) | Quantity | Unit | Rate | Total | No of units | Total
Substructures
Traditional strip foundation and lowest floor construction (expressed as GIFA) | 85.2 | m2 | 315 | 26838 | 10 | 268380
Superstructures
Superstructures | 85.2 | m2 | 1188 | 101217.6 | 10 | 1012176
Allowance for Part L June 22 uplift | 1 | item | 118.8 | 118.8 | 10 | 1188
Total cost for 3B4P semi detached houses (NDSS) | [5 empty] | 1281744
3 bed 4 person House (constructed as a semi detached) (side entrance) | Quantity | Unit | Rate | Total | No of units | Total
Substructures
Traditional strip foundation and lowest floor construction (expressed as GIFA) | 86.1 | m2 | 315 | 27121.5 | 3 | 81364.5
Superstructures
Superstructures | 86.1 | m2 | 1188 | 102286.8 | 3 | 306860.4
Allowance for Part L June 22 uplift | 1 | item | 118.8 | 118.8 | 3 | 356.4
Total cost for 3B4P semi detached houses (NDSS) | [5 empty] | 388581.3
3 bed 5 person house (constructed as semi detached) | Quantity | Unit | Rate | Total | No of units | Total
Substructures
Traditional strip foundation and lowest floor construction (expressed as GIFA) | 94.2 | m2 | 315 | 29673 | 6 | 178038
Superstructures
Superstructures | 94.2 | m2 | 1188 | 111909.6 | 6 | 671457.6
Allowance for Part L June 22 uplift | 1 | item | 118.8 | 118.8 | 6 | 712.8
Total cost for 3B5P houses (NDSS) | [5 empty] | 850208.4
EXTERNAL WORKS | Quantity | Unit | Rate | Total
Site Preparation Works
Site Clearance (assume 300mm deep inert to landfil) | 7942 | m² | 25 | 198550
Preparatory Groundworks | 7942 | m² | 5 | 39710
Roads, Paths, Pavings and Surfacings
Adopted Road (tarmac) including all kerbs and dropped kerbs | 814 | m² | 75 | 61050
Adopted footpath 2m wide (tarmac) including all edgings | 592 | m² | 72 | 42624
Non Adopted footpath (tarmac) including all edgings | nil | m² | 62 | 0
Non Adopted Road and Parking Space (tarmac) including all edgings | 900 | m² | 65 | 58500
PCC concrete paving 600x600mm (PC sum £40/m2 supply) incl edgings | 1225 | m² | 74 | 90650
Soft Landscaping, Planting and Irrigation Systems
Turf and topsoil (300mm deep) | 2639 | m² | 14 | 36946
External low level Planting including topsoil and mulch | 660 | m² | 40 | 26400 | PROV SUM
Tree species (PC sum £300) | 67 | no | 300 | 20100 | PROV SUM
Plot timber gates | 29 | no | 80 | 2320
1800mm high close boarded timber fencing, concrete gravel boards and post | 507 | lm | 78 | 39546
2100mm high close boarded timber fencing, concrete gravel boards and post | 401 | lm | 92 | 36892
External Drainage
Site wide Surface Water and Foul Water Drainage | 1 | item | 81000 | 81000 | PROV SUM
Plot drainage | 27 | item | 3000 | 81000
Land Drainage | 1 | item | 6000 | 6000 | PROV SUM
External Services
Water Mains Supply | 1 | item | 23000 | 23000 | PROV SUM
Electricity Mains Supply | 1 | item | 17250 | 17250 | PROV SUM
Gas Mains Supply | 1 | item | 23000 | 23000 | PROV SUM
Telecommunications and other Communication System Connections | 1 | item | 8250 | 8250 | PROV SUM
External Street Lighting Systems | 1 | item | 11500 | 11500 | PROV SUM
Builder's Work In Connection with External Services | 1 | item | 6000 | 6000 | PROV SUM
Total cost for External Works | [5 empty] | 910288
SUMMARY | [5 empty] | TOTAL COST
Preliminaries | [5 empty] | 905504
Substructure | [5 empty] | 708214.5
Superstructure | [5 empty] | 2670980.4
Part L Uplift | [5 empty] | 3207.6
External Works | [5 empty] | 910288
Post Contract Design Fees at say 3% | [5 empty] | 155945.835
OH&P | [5 empty] | 428331.2268
TOTAL GREENFIELD SITE COST FOR 27 AFFORDABLE RENT UNITS IN TRADITIONAL CONSTRUCTION | [5 empty] | 5782471.5618
INNOVATION CHAIN NORTH
Framework of New build Construction Contractors 2024
PRICING SCHEDULE
TENDERER'S NAME | Winworth Construction Ltd
LOW VALUE LOT L5
TIMBER FRAME CONSTRUCTION
LOCATION | South Yorkshire, North Nottinghamshire, Lincolnshire, Derbyshire East
Virtual Project Scenario
Nature of project | New Build Affordable Rent Units |  |  | 27 no
Size (m2) and Mix (no) of units | 71.6 | 2B3P House |  | 8 | 572.8 | NDSS
| 85.2 | 3B4P House |  | 10 | 852 | NDSS
| 86.1 | 3B4P House (side) |  | 3 | 258.3 | NDSS
| 94.2 | 3B5P House |  | 6 | 565.2 | NDSS
GIFA (m2) | 2248.3
Site Access | Good access direct from main road network
Vandalism risk | High risk - CCTV required with security guard nights and weekends
Length of Contract | 52 | working weeks
Base Date / Commencement Date | 31st January 2024
Form of Contract | JCT design and build 2016 with ICN Amendments
Pricing schedule notes and guidance
1. All rates submitted should be as outlined in the RICS NRM2 Preliminaries (Main Contract)
2. Accommodation and welfare provisions shall be in strict accordance with the CDM Regulations 2015
3. All rates submitted will be applied and used as a basis for the future negotiation of Fixed Price Contracts for all projects within the aforementioned LOT for the full duration of the Framework Agreement. Annual inflationary increases will be applied from the commencement date of the framework and shall be in accordance with BCIS Tender Price Indices or as evidenced to the satisfaction of the instructing client.
4. All items listed below may not be specifically required on every individual project within this LOT. For the purposes of the evaluation each individual item shall be priced or, if included within another item, annotated accordingly identifying which item it is included within. ICN reserves the right to reject any priced schedules submitted with a tender which includes only summary costs or totals which are not fully completed.
5. Should the tenderer deem that a member of the Site Staff and Supervision team will not be required full time on projects within this LOT then the weekly rate shall be adjusted accordingly not the number of weeks. Consideration should be given that the rates inserted will be fixed for future AMP agreements (only subject to inflationary increases as noted above)
6. None of the measured quantities or descriptions are to be altered, all tendering bids are to be based upon a fixed price schedule for consistency.
7. Preliminaries are to be based on the contract period stated above based on traditional masonry construction. Each item is to be priced based on the relevant contract period. The period stated are for time on site and exclude lead in periods for discharge of pre-start planning conditions. Any other pre-start time costs should be included in the preliminaries. Any items not priced will be deemed not to be required on projects of a similar nature within the afoementioned LOT value range for the duration of the Framework Agreement.
8. Tenderers should allow the percentage for profit and corporate overhead [contractors margin] and these are to include: Contractors profit on net costs. Contracting companies corporate operating overheads on net costs which include cost of premises, employment of non site based staff [with the exception of visiting contract surveyors and construction manager] including estimators, customer care teams, business development managers, buyers, planners, resource, scheduling and programmers, directors and heads of departments, accounts, legal, financing, property costs, administration, IT, human resources, telecoms, transport and vehicles, corporate charges. All contractors contributions to Group overheads [where applicable]
9. The tenderer is to assume Fabric First construction to meet current Building Regulations but is to allow for all Part L uplifts which have been prevalent since June 2022 on a separate line as indicated
10. The tenderer should note that non completion of one schedule will not be a compliant tender - both timber frame and traditional need to be completed
11. The tenderer shall complete the pricing schedule based upon the Affordable Rent specification and Standard House Type layouts (as included within the tender documentation) excluding all abnormal costs.
12. The tenderer shall allow for any cranage and associated works within the timber frame superstructures rate not the preliminaries schedule.
Preliminaries | Quantity | Unit | Rate | Total | Notes
Project specific management and Staff
Project Manager | 52 | weeks | 200 | 10400
Contracts Manager | 52 | weeks | 750 | 39000
Site Engineer | 52 | weeks | 250 | 13000
Site Manager | 52 | weeks | 2500 | 130000
Finishing Foreman / Assistant Site Manager | 52 | weeks | 1250 | 65000
Labourer (including at handover) | 52 | weeks | 250 | 13000
Quantity Surveying /Commercial Management | 52 | weeks | 450 | 23400
Planner | 52 | weeks | 100 | 5200
Health & Safety Officer | 52 | weeks | 300 | 15600
Site establishment
Delivery of temp accomodation to site and removal on completion | 1 | Item | 5000 | 5000
Site office (inc furniture) | 52 | weeks | 50 | 2600
Meeting room (inc furniture) | 52 | weeks | 50 | 2600
Canteens and Kitchens | 52 | weeks | 100 | 5200
Drying room | 52 | weeks | 50 | 2600
Toilets and washrooms | 52 | weeks | 100 | 5200
Secure stores | 52 | weeks | 10 | 520
Telephones and Photocopiers (connection and charges) | 52 | weeks | 5 | 260
IT systems with email and internet capability | 52 | weeks | 5 | 260
Consumables and services associated with site accommodation | 52 | weeks | 25 | 1300
Fire points and fire fighting equipment | 1 | Item | 2000 | 2000
Main Contractor's Signboard | 1 | Item | 250 | 250
Client/Homes England signboard; production, installation and removal (as ER's) | 1 | Item | 250 | 250
Cleaning
Site cleaning | 52 | weeks | 100 | 5200
Site set up
Tarmac and hardcored compound area | 1 | item | 3000 | 3000
Temporary roads including demarcation for safe pedestrian and vehicular routes | 1 | item | 3000 | 3000
Temproary fencing to compound area | 1 | item | 1500 | 1500
Temporary security fencing to site perimeter | 1 | item | 10000 | 10000
Removal of compound on completion; reinstatement | 1 | item | 2000 | 2000
Temp Services incl all connections, disconnections and usage
Water supply | 52 | weeks | 50 | 2600
Gas Supply | 52 | weeks | 100 | 5200
Electric supply, Lighting and power | 52 | weeks | 250 | 13000
Drainage | 52 | weeks | 25 | 1300
Security
Night watchman | 52 | weeks | 1500 | 78000
Pedestrian gates | 1 | item | 250 | 250
Vehicular gates | 1 | item | 1000 | 1000
CCTV cameras set up costs | 1 | item | 500 | 500
CCTV weekly charge | 52 | weeks | 500 | 26000
Material distribution
Forklift and driver | 26 | weeks | 1500 | 39000
Site plant
Small Dumper | 26 | weeks | 1 | 26 | Inc in civils rates
Mixer | 26 | weeks | 1 | 26 | Excluded in lieu of mortar silo
Road Sweeper including driver and fuel | 26 | weeks | 100 | 2600
Excavator / mini digger including driver and fuel | 26 | weeks | 1 | 26 | Inc in civils rates
Small tools and equiptment | 26 | weeks | 200 | 5200
Health and Safety
1st aid kit | 1 | item | 50 | 50
Health and safety site visits | 1 | item | 1 | 1 | Inc in health and safety officer's costs above
Falling from heights | 1 | item | 1 | 1 | Inc in scaffold costs below
Scaffolding
External scaffolding including mat | 1 | item | 67500 | 67500
Adaption of Scaffolding | 1 | item | 5000 | 5000
Internal Scaffolding | 1 | item | 12500 | 12500
Fees and charges
Specialist site survey and level survey | 1 | item | 3500 | 3500
As built drawings and manuals | 1 | item | 1000 | 1000
CDM regulations and health and safety plan | 1 | item | 1000 | 1000
Considerate constructors scheme | 1 | item | 4000 | 4000
SAP calculations and energy performance certificates | 1 | item | 2700 | 2700
Robust details | 1 | item | 6500 | 6500
Building Control Fees | 1 | item | 5000 | 5000
Planning Condition Discharge Fees | 15 | no | 200 | 3000 | tenderer to assume there are 15 conditions requiring discharge
Adoption Agreements for Section 278, 104 and 38 Agreements | 1 | item | 4000 | 4000 | tenderer to assume road and sewers on virtual plan to be adopted
NHBC (or equivalent) 12 year structural warranty cover | 1 | item | 45000 | 45000 | tenderer not to include for insolvency cover
Testing and reports
Methane and radon testing and reports | 1 | item | 1250 | 1250
Concrete testing and reports | 1 | item | 500 | 500
Dilapidation Surveys | 1 | Item | 1 | 1
Sound testing | 1 | item | 2700 | 2700
Air pressure tests | 1 | item | 4239 | 4239
Handover costs
Snagging costs | 1 | item | 2700 | 2700
Contract cleaners | 1 | item | 5400 | 5400
Clean to external areas | 1 | item | 4000 | 4000
Skips | 8 | no | 250 | 2000
Lorry and tipping charges | 1 | item | 2500 | 2500
Resident handover packs | 27 | no | 100 | 2700
Insurances and Guarantees
Project specific Insurance | 1 | Item | 2000 | 2000
6.5.1 Insurance | 1 | Item | 2000 | 2000
Performance bond / parent company guarantee / insolvency cover |  |  |  | NIL | Contractor to indicate on Supplier Questionnaire
Maintenance period
Defects/Maintenance to dwelling | 27 | no | 250 | 6750
External areas - paths, paving and adopted areas | 1 | item | 3000 | 3000
Landscaped areas | 1 | item | 3000 | 3000
Total of preliminaries |  |  |  | 747560
Total of preliminaries expressed as a weekly cost |  |  |  | 14376.1538
Overheads and Profit
Corporate overheads (expressed as a %) |  |  |  | 4%
Profit (expressed as a %) |  |  |  | 4%
Overheads and Profit Total |  |  |  | 8%
Construction Costs
2 bed 3 person house (constructed as a mid mews) | Quantity | Unit | Rate | Total | No of units | Total
Substructures
Traditional strip foundation and lowest floor construction (expressed as GIFA) | 71.6 | m2 | 315 | 22554 | 3 | 67662
Superstructures
Superstructures | 71.6 | m2 | 1250 | 89500 | 3 | 268500
Allowance for Part L June 22 uplift | 1 | item | 125 | 125 | 3 | 375
Total cost for 2B3P mid mews houses (NDSS) | [5 empty] | 336537
2 bed 3 person house (constructed as a semi detached) | Quantity | Unit | Rate | Total | No of units | Total
Substructures
Traditional strip foundation and lowest floor construction (expressed as GIFA) | 71.6 | m2 | 315 | 22554 | 5 | 112770
Superstructures
Superstructures | 71.6 | m2 | 1250 | 89500 | 5 | 447500
Allowance for Part L June 22 uplift | 1 | item | 125 | 125 | 5 | 625
Total cost for 2B3P semi detached houses (NDSS) | [5 empty] | 560895
3 bed 4 person House (constructed as a semi detached) | Quantity | Unit | Rate | Total | No of units | Total
Substructures
Traditional strip foundation and lowest floor construction (expressed as GIFA) | 85.2 | m2 | 315 | 26838 | 10 | 268380
Superstructures
Superstructures | 85.2 | m2 | 1250 | 106500 | 10 | 1065000
Allowance for Part L June 22 uplift | 1 | item | 125 | 125 | 10 | 1250
Total cost for 3B4P semi detached houses (NDSS) | [5 empty] | 1334630
3 bed 4 person House (constructed as a semi detached) (side entrance) | Quantity | Unit | Rate | Total | No of units | Total
Substructures
Traditional strip foundation and lowest floor construction (expressed as GIFA) | 86.1 | m2 | 315 | 27121.5 | 3 | 81364.5
Superstructures
Superstructures | 86.1 | m2 | 1250 | 107625 | 3 | 322875
Allowance for Part L June 22 uplift | 1 | item | 125 | 125 | 3 | 375
Total cost for 3B4P semi detached houses (NDSS) | [5 empty] | 404614.5
3 bed 5 person house (constructed as semi detached) | Quantity | Unit | Rate | Total | No of units | Total
Substructures
Traditional strip foundation and lowest floor construction (expressed as GIFA) | 94.2 | m2 | 315 | 29673 | 6 | 178038
Superstructures
Superstructures | 94.2 | m2 | 1250 | 117750 | 6 | 706500
Allowance for Part L June 22 uplift | 1 | item | 125 | 125 | 6 | 750
Total cost for 3B5P houses (NDSS) | [5 empty] | 885288
EXTERNAL WORKS | Quantity | Unit | Rate | Total
Site Preparation Works
Site Clearance (assume 300mm deep inert to landfil) | 7942 | m² | 25 | 198550
Preparatory Groundworks | 7942 | m² | 5 | 39710
Roads, Paths, Pavings and Surfacings
Adopted Road (tarmac) including all kerbs and dropped kerbs | 814 | m² | 75 | 61050
Adopted footpath 2m wide (tarmac) including all edgings | 592 | m² | 72 | 42624
Non Adopted footpath (tarmac) including all edgings | nil | m² | 62 | 0
Non Adopted Road and Parking Space (tarmac) including all edgings | 900 | m² | 65 | 58500
PCC concrete paving 600x600mm (PC sum £40/m2 supply) incl edgings | 1225 | m² | 74 | 90650
Soft Landscaping, Planting and Irrigation Systems
Turf and topsoil (300mm deep) | 2639 | m² | 14 | 36946
External low level Planting including topsoil and mulch | 660 | m² | 40 | 26400 | PROV SUM
Tree species (PC sum £300) | 67 | no | 300 | 20100 | PROV SUM
Plot timber gates | 29 | no | 80 | 2320
1800mm high close boarded timber fencing, concrete gravel boards and post | 507 | lm | 78 | 39546
2100mm high close boarded timber fencing, concrete gravel boards and post | 401 | lm | 92 | 36892
External Drainage
Site wide Surface Water and Foul Water Drainage | 1 | item | 81000 | 81000 | PROV SUM
Plot drainage | 27 | item | 3000 | 81000
Land Drainage | 1 | item | 6000 | 6000 | PROV SUM
External Services
Water Mains Supply | 1 | item | 23000 | 23000 | PROV SUM
Electricity Mains Supply | 1 | item | 17250 | 17250 | PROV SUM
Gas Mains Supply | 1 | item | 23000 | 23000 | PROV SUM
Telecommunications and other Communication System Connections | 1 | item | 8250 | 8250 | PROV SUM
External Street Lighting Systems | 1 | item | 11500 | 11500 | PROV SUM
Builder's Work In Connection with External Services | 1 | item | 6000 | 6000 | PROV SUM
Total cost for External Works | [5 empty] | 910288
SUMMARY | [5 empty] | TOTAL COST
Preliminaries | [5 empty] | 747560
Substructure | [5 empty] | 708214.5
Superstructure | [5 empty] | 2810375
Part L Uplift | [5 empty] | 3375
External Works | [5 empty] | 910288
Post Contract Design Fees at say 3% | [5 empty] | 155394.375
OHP | [5 empty] | 426816.55
TOTAL GREENFIELD SITE COST FOR 27 AFFORDABLE RENT UNITS IN TIMBER FRAME CONSTRUCTION | [5 empty] | 5762023.425
FINAL SUMMARY
TOTAL GREENFIELD SITE COST FOR 27 AFFORDABLE RENT UNITS IN TRADITIONAL CONSTRUCTION | [5 empty] | 5782471.5618
TOTAL GREENFIELD SITE COST FOR 27 AFFORDABLE RENT UNITS IN TIMBER FRAME CONSTRUCTION | [5 empty] | 5762023.425
TOTAL COMBINED SITE COST FOR 27 AFFORDABLE RENT UNITS IN TIMBER FRAME CONSTRUCTION AND 27 UNITS IN TRADITIONAL CONSTRUCTION | [5 empty] | 11544494.9868

## High val Lot 1
INNOVATION CHAIN NORTH
Framework of New build Construction Contractors 2024
PRICING SCHEDULE
TENDERER'S NAME | Winworth Construction Ltd
HIGH VALUE LOT H1 WEST
TRADITIONAL CONSTRUCTION
LOCATION | Greater Manchester, Merseyside, Cheshire, Derbyshire West, Staffordshire, Lancashire, Cumbria
Virtual Project Scenario
Nature of project | New Build Affordable Rent Units |  |  | 80 no
Size (m2) and Mix (no) of units | 71.6 | 2B3P House |  | 19 | 1360.4 | NDSS
| 85.2 | 3B4P House |  | 18 | 1533.6 | NDSS
| 86.1 | 3B4P House (side) |  | 11 | 947.1 | NDSS
| 94.2 | 3B5P House |  | 22 | 2072.4 | NDSS
| 108.3 | 4B6P House |  | 10 | 1083 | NDSS
GIFA (m2) | 6996.5
Site Access | Good access direct from main adopted road network
Vandalism risk | High risk - CCTV required with security guard nights and weekends
Length of Contract | 104 | working weeks
Base Date / Commencement Date | 31st January 2024
Form of Contract | JCT Design and Build 2016 with ICN Amendments
Pricing schedule notes and guidance
1. All rates submitted should be as outlined in the RICS NRM2 Preliminaries (Main Contract)
2. Accommodation and welfare provisions shall be in strict accordance with the CDM Regulations 2015
3. All rates submitted will be applied and used as a basis for the future negotiation of Fixed Price Contracts for all projects within the aforementioned LOT for the full duration of the Framework Agreement. Annual inflationary increases will be applied from the commencement date of the framework and shall be in accordance with BCIS Tender Price Indices or as evidenced to the satisfaction of the instructing client.
4. All items listed below may not be specifically required on every individual project within this LOT. For the purposes of the evaluation each individual item shall be priced or, if included within another item, annotated accordingly identifying which item it is included within. ICN reserves the right to reject any priced schedules submitted with a tender which includes only summary costs or totals which are not fully completed.
5. Should the tenderer deem that a member of the Site Staff and Supervision team will not be required full time on projects within this LOT then the weekly rate shall be adjusted accordingly not the number of weeks. Consideration should be given that the rates inserted will be fixed for future AMP agreements (only subject to inflationary increases as noted above)
6. None of the measured quantities or descriptions are to be altered, all tendering bids are to be based upon a fixed price schedule for consistency.
7. Preliminaries are to be based on the contract period stated above based on traditional masonry construction. Each item is to be priced based on the relevant contract period. The period stated are for time on site and exclude lead in periods for discharge of pre-start planning conditions. Any other pre-start time costs should be included in the preliminaries. Any items not priced will be deemed not to be required on projects of a similar nature within the afoementioned LOT value range for the duration of the Framework Agreement.
8. Tenderers should allow the percentage for profit and corporate overhead [contractors margin] and these are to include: Contractors profit on net costs. Contracting companies corporate operating overheads on net costs which include cost of premises, employment of non site based staff [with the exception of visiting contract surveyors and construction manager] including estimators, customer care teams, business development managers, buyers, planners, resource, scheduling and programmers, directors and heads of departments, accounts, legal, financing, property costs, administration, IT, human resources, telecoms, transport and vehicles, corporate charges. All contractors contributions to Group overheads [where applicable]
9. The tenderer is to assume Fabric First construction to meet current Building Regulations but is to allow for all Part L uplifts which have been prevalent since June 2022 on a separate line as indicated
10. The tenderer should note that non completion of one schedule will not be a compliant tender - both timber frame and traditional need to be completed
11. The tenderer shall complete the pricing schedule based upon the Affordable Rent specification and Standard House Type layouts (as included within the tender documentation) excluding all abnormal costs.
Preliminaries | Quantity | Unit | Rate | Total | Notes
Project specific management and Staff
Project Manager | 104 | weeks | 250 | 26000
Contracts Manager | 104 | weeks | 750 | 78000
Site Engineer | 104 | weeks | 400 | 41600
Site Manager | 104 | weeks | 2000 | 208000
Finishing Foreman / Assistant Site Manager | 104 | weeks | 1500 | 156000
Labourer (including at handover) | 104 | weeks | 1000 | 104000
Quantity Surveying / Commercial Management | 104 | weeks | 500 | 52000
Planner | 104 | weeks | 200 | 20800
Health & Safety Officer | 104 | weeks | 300 | 31200
Site establishment
Delivery of temp accomodation to site and removal on completion | 1 | Item | 5000 | 5000
Site office (inc furniture) | 104 | weeks | 50 | 5200
Meeting room (inc furniture) | 104 | weeks | 50 | 5200
Canteens and Kitchens | 104 | weeks | 100 | 10400
Drying room | 104 | weeks | 50 | 5200
Toilets and washrooms | 104 | weeks | 100 | 10400
Secure stores | 104 | weeks | 10 | 1040
Telephones and Photocopiers (connection and charges) | 104 | weeks | 5 | 520
IT systems with email and internet capability | 104 | weeks | 5 | 520
Consumables and services associated with site accommodation | 104 | weeks | 25 | 2600
Fire points and fire fighting equipment | 1 | Item | 3000 | 3000
Main Contractor's Signboard | 1 | Item | 250 | 250
Client/Homes England signboard; production, installation and removal (as ER's) | 1 | Item | 250 | 250
Cleaning
Site cleaning | 104 | weeks | 100 | 10400
Site set up
Tarmac and hardcore compound area | 1 | item | 5000 | 5000
Temporary roads incl demarcation for safe pedestrian and vehicular routes | 1 | item | 5000 | 5000
Temproary fencing to compound area | 1 | item | 2000 | 2000
Temporary security fencing to site perimeter | 1 | item | 20000 | 20000
Removal of compound on completion; reinstatement | 1 | item | 2500 | 2500
Temp Services incl all connections, disconnections and usage
Water supply | 104 | weeks | 50 | 5200
Gas Supply | 104 | weeks | 100 | 10400
Electric supply, Lighting and power | 104 | weeks | 250 | 26000
Drainage | 104 | weeks | 25 | 2600
Security
Night watchman | 104 | weeks | 1500 | 156000
Pedestrian gates | 1 | item | 250 | 250
Vehicular gates | 1 | item | 1000 | 1000
CCTV cameras set up costs | 1 | item | 500 | 500
CCTV weekly charge | 104 | weeks | 500 | 52000
Material distribution
Forklift and driver | 52 | weeks | 1500 | 78000
Site plant
Small Dumper | 52 | weeks | 1 | 52 | Inc in civils rates
Mixer | 52 | weeks | 1 | 52 | Excluded in lieu of mortar silo
Road Sweeper including driver and fuel | 52 | weeks | 100 | 5200
Excavator / mini digger including driver and fuel | 52 | weeks | 1 | 52 | Inc in civils rates
Small tools and equiptment | 52 | weeks | 200 | 10400
Health and Safety
1st aid kit | 1 | item | 50 | 50
Health and safety site visits | 1 | item | 1 | 1 | Inc in health and safety officer's costs above
Falling from heights | 1 | item | 1 | 1 | Inc in scaffold costs below
Scaffolding
External scaffolding including mat | 1 | item | 180000 | 180000
Adaption of Scaffolding | 1 | item | 10000 | 10000
Internal Scaffolding | 1 | item | 60000 | 60000
Fees and charges
Specialist site survey and level survey | 1 | item | 7500 | 7500
As built drawings and manuals | 1 | item | 2500 | 2500
CDM regulations and health and safety plan | 1 | item | 2500 | 2500
Considerate constructors scheme | 1 | item | 5000 | 5000
SAP calculations and energy performance certificates | 1 | item | 8000 | 8000
Robust details | 1 | item | 15000 | 15000
Building Control Fees | 1 | item | 15000 | 15000
Planning Condition Discharge Fees | 15 | no | 200 | 3000 | tenderer to assume there are 15 conditions requiring discharge
Adoption Agreements for Section 278, 104 and 38 Agreements | 1 | item | 7500 | 7500 | tenderer to assume road and sewers on virtual plan to be adopted
NHBC (or equivalent) 12 year structural warranty cover | 1 | item | 125000 | 125000 | tenderer not to include for insolvency cover
Testing and reports
Methane and radon testing and reports | 1 | item | 2500 | 2500
Concrete testing and reports | 1 | item | 1000 | 1000
Dilapidation Surveys | 1 | Item | 1 | 1
Sound testing | 1 | item | 8000 | 8000
Air pressure tests | 1 | item | 12560 | 12560
Handover costs
Snagging costs / inspections | 1 | item | 8000 | 8000
Contract cleaners | 1 | item | 16000 | 16000
Clean to external areas | 1 | item | 8000 | 8000
Skips | 15 | no | 250 | 3750
Lorry and tipping charges | 1 | item | 5000 | 5000
Resident handover packs | 80 | no | 100 | 8000
Insurances and Guarantees
Project specific Insurances | 1 | Item | 2500 | 2500
6.5.1 Insurance | 1 | Item | 2500 | 2500
Performance bond / parent company guarantee / insolvency cover |  |  |  | NIL | Contractor to indicate on Supplier Questionnaire
Maintenance period
Defects / Maintenance to dwellings | 80 | no | 250 | 20000
External areas - paths, paving and adopted areas | 1 | item | 5000 | 5000
Landscaped areas | 1 | item | 5000 | 5000
Total of preliminaries |  |  |  | 1708649
Total of preliminaries expressed as a weekly cost |  |  |  | 16429.3173
Overheads and Profit
Corporate overheads (expressed as a %) |  |  |  | 4%
Profit (expressed as a %) |  |  |  | 4%
Overheads and Profit Total |  |  |  | 8%
Construction Costs
2 bed 3 person house (constructed as a mid mews) | Quantity | Unit | Rate | Total | No of units | Total
Substructures
Traditional strip foundation and lowest floor construction (expressed as GIFA) | 71.6 | m2 | 315 | 22554 | 3 | 67662
Superstructures
Superstructures | 71.6 | m2 | 1188 | 85060.8 | 3 | 255182.4
Allowance for Part L June 22 uplift | 1 | item | 118.8 | 118.8 | 3 | 356.4
Total cost for 2B3P mid mews houses (NDSS) | [5 empty] | 323200.8
2 bed 3 person house (constructed as a semi detached) | Quantity | Unit | Rate | Total | No of units | Total
Substructures
Traditional strip foundation and lowest floor construction (expressed as GIFA) | 71.6 | m2 | 315 | 22554 | 16 | 360864
Superstructures
Superstructures | 71.6 | m2 | 1188 | 85060.8 | 16 | 1360972.8
Allowance for Part L June 22 uplift | 1 | item | 118.8 | 118.8 | 16 | 1900.8
Total cost for 2B3P semi detached houses (NDSS) | [5 empty] | 1723737.6
3 bed 4 person House (constructed as a mid mews) | Quantity | Unit | Rate | Total | No of units | Total
Substructures
Traditional strip foundation and lowest floor construction (expressed as GIFA) | 85.2 | m2 | 315 | 26838 | 7 | 187866
Superstructures
Superstructures | 85.2 | m2 | 1188 | 101217.6 | 7 | 708523.2
Allowance for Part L June 22 uplift | 1 | item | 118.8 | 118.8 | 7 | 831.6
Total cost for 3B4P mid mews houses (NDSS) | [5 empty] | 897220.8
3 bed 4 person House (constructed as a semi detached) | Quantity | Unit | Rate | Total | No of units | Total
Substructures
Traditional strip foundation and lowest floor construction (expressed as GIFA) | 85.2 | m2 | 315 | 26838 | 11 | 295218
Superstructures
Superstructures | 85.2 | m2 | 1188 | 101217.6 | 11 | 1113393.6
Allowance for Part L June 22 uplift | 1 | item | 118.8 | 118.8 | 11 | 1306.8
Total cost for 3B4P semi detached houses (NDSS) | [5 empty] | 1409918.4
3 bed 4 person house (constructed as semi detached) (side entrance) | Quantity | Unit | Rate | Total | No of units | Total
Substructures
Traditional strip foundation and lowest floor construction (expressed as GIFA) | 86.1 | m2 | 315 | 27121.5 | 11 | 298336.5
Superstructures
Superstructures | 86.1 | m2 | 1188 | 102286.8 | 11 | 1125154.8
Allowance for Part L June 22 uplift | 1 | item | 118.8 | 118.8 | 11 | 1306.8
Total cost for 3B4P semi detached houses (NDSS) | [5 empty] | 1424798.1
3 bed 5 person house (constructed as semi detached) | Quantity | Unit | Rate | Total | No of units | Total
Substructures
Traditional strip foundation and lowest floor construction (expressed as GIFA) | 94.2 | m2 | 315 | 29673 | 22 | 652806
Superstructures
Superstructures | 94.2 | m2 | 1188 | 111909.6 | 22 | 2462011.2
Allowance for Part L June 22 uplift | 1 | item | 118.8 | 118.8 | 22 | 2613.6
Total cost for 3B5P houses (NDSS) | [5 empty] | 3117430.8
4 bed 6 person house (constructed as semi detached) | Quantity | Unit | Rate | Total | No of units | Total
Substructures
Traditional strip foundation and lowest floor construction (expressed as GIFA) | 108.3 | m2 | 315 | 34114.5 | 10 | 341145
Superstructures
Superstructures | 108.3 | m2 | 1188 | 128660.4 | 10 | 1286604
Allowance for Part L June 22 uplift | 1 | item | 118.8 | 118.8 | 10 | 1188
Total cost for 4B6P semi detached houses (NDSS) | [5 empty] | 1628937
EXTERNAL WORKS | Quantity | Unit | Rate | Total
Site Preparation Works
Site Clearance (assume 300mm deep inert to landfil) | 19182 | m² | 25 | 479550
Preparatory Groundworks | 19182 | m² | 5 | 95910
Roads, Paths, Pavings and Surfacings
Adopted Road (tarmac) including all kerbs and dropped kerbs | 1389 | m² | 75 | 104175
Adopted footpath 2m wide (tarmac) including all edgings | 1022 | m² | 72 | 73584
Non Adopted footpath (tarmac) including all edgings | 125 | m² | 62 | 7750
Non Adopted Road and Parking Space (tarmac) including all edgings | 3467 | m² | 65 | 225355
PCC concrete paving 600x600mm (PC sum £40/m2 supply) incl edgings | 2134 | m² | 74 | 157916
Soft Landscaping, Planting and Irrigation Systems
Turf and topsoil (300mm deep) | 6065 | m² | 14 | 84910
External low level Planting including topsoil and mulch | 1515 | m² | 40 | 60600 | PROV SUM
Tree species (PC sum £300) | 134 | no | 300 | 40200 | PROV SUM
Plot timber gates | 86 | no | 80 | 6880
1800mm high close boarded timber fencing, concrete gravel boards and post | 1282 | lm | 78 | 99996
2100mm high close boarded timber fencing, concrete gravel boards and post | 390 | lm | 92 | 35880
External Drainage
Site wide Surface Water and Foul Water Drainage | 1 | item | 290000 | 290000 | PROV SUM
Plot drainage | 80 | item | 3000 | 240000
Land Drainage | 1 | item | 20000 | 20000 | PROV SUM
External Services
Water Mains Supply | 1 | item | 82000 | 82000 | PROV SUM
Electricity Mains Supply | 1 | item | 62500 | 62500 | PROV SUM
Gas Mains Supply | 1 | item | 82000 | 82000 | PROV SUM
Telecommunications and other Communication System Connections | 1 | item | 28500 | 28500 | PROV SUM
External Street Lighting Systems | 1 | item | 42000 | 42000 | PROV SUM
Builder's Work In Connection with External Services | 1 | item | 20500 | 20500 | PROV SUM
Total cost for External Works | [5 empty] | 2340206
SUMMARY | [5 empty] | TOTAL COST
Preliminaries | [5 empty] | 1708649
Substructure | [5 empty] | 2203897.5
Superstructure | [5 empty] | 8311842
Part L Uplift | [5 empty] | 9504
External Works | [5 empty] | 2340206
Post Contract Design Fees at say 3% | [5 empty] | 437222.955
OH&P | [5 empty] | 1200905.7164
TOTAL GREENFIELD SITE COST FOR 80 AFFORDABLE RENT UNITS IN TRADITIONAL CONSTRUCTION | [5 empty] | 16212227.1714
INNOVATION CHAIN NORTH
Framework of New build Construction Contractors 2024
PRICING SCHEDULE
TENDERER'S NAME | Winworth Construction Ltd
HIGH VALUE LOT H1 WEST
TIMBER FRAME CONSTRUCTION
LOCATION | Greater Manchester, Merseyside, Cheshire, Derbyshire West, Staffordshire, Lancashire, Cumbria
Virtual Project Scenario
Nature of project | New Build Affordable Rent Units |  |  | 80 no
Size (m2) and Mix (no) of units | 71.6 | 2B3P House |  | 19 | 1360.4 | NDSS
| 85.2 | 3B4P House |  | 18 | 1533.6 | NDSS
| 86.1 | 3B4P House (side) |  | 11 | 947.1 | NDSS
| 94.2 | 3B5P House |  | 22 | 2072.4 | NDSS
| 108.3 | 4B6P House |  | 10 | 1083 | NDSS
GIFA (m2) | 6996.5
Site Access | Good access direct from main road network
Vandalism risk | High risk - CCTV required with security guard nights and weekends
Length of Contract | 86 | working weeks
Base Date / Commencement Date | 31st January 2024
Form of Contract | JCT design and build 2016 with ICN Amendments
Pricing schedule notes and guidance
1. All rates submitted should be as outlined in the RICS NRM2 Preliminaries (Main Contract)
2. Accommodation and welfare provisions shall be in strict accordance with the CDM Regulations 2015
3. All rates submitted will be applied and used as a basis for the future negotiation of Fixed Price Contracts for all projects within the aforementioned LOT for the full duration of the Framework Agreement. Annual inflationary increases will be applied from the commencement date of the framework and shall be in accordance with BCIS Tender Price Indices or as evidenced to the satisfaction of the instructing client.
4. All items listed below may not be specifically required on every individual project within this LOT. For the purposes of the evaluation each individual item shall be priced or, if included within another item, annotated accordingly identifying which item it is included within. ICN reserves the right to reject any priced schedules submitted with a tender which includes only summary costs or totals which are not fully completed.
5. Should the tenderer deem that a member of the Site Staff and Supervision team will not be required full time on projects within this LOT then the weekly rate shall be adjusted accordingly not the number of weeks. Consideration should be given that the rates inserted will be fixed for future AMP agreements (only subject to inflationary increases as noted above)
6. None of the measured quantities or descriptions are to be altered, all tendering bids are to be based upon a fixed price schedule for consistency.
7. Preliminaries are to be based on the contract period stated above based on traditional masonry construction. Each item is to be priced based on the relevant contract period. The period stated are for time on site and exclude lead in periods for discharge of pre-start planning conditions. Any other pre-start time costs should be included in the preliminaries. Any items not priced will be deemed not to be required on projects of a similar nature within the afoementioned LOT value range for the duration of the Framework Agreement.
8. Tenderers should allow the percentage for profit and corporate overhead [contractors margin] and these are to include: Contractors profit on net costs. Contracting companies corporate operating overheads on net costs which include cost of premises, employment of non site based staff [with the exception of visiting contract surveyors and construction manager] including estimators, customer care teams, business development managers, buyers, planners, resource, scheduling and programmers, directors and heads of departments, accounts, legal, financing, property costs, administration, IT, human resources, telecoms, transport and vehicles, corporate charges. All contractors contributions to Group overheads [where applicable]
9. The tenderer is to assume Fabric First construction to meet current Building Regulations but is to allow for all Part L uplifts which have been prevalent since June 2022 on a separate line as indicated
10. The tenderer should note that non completion of one schedule will not be a compliant tender - both timber frame and traditional need to be completed
11. The tenderer shall complete the pricing schedule based upon the Affordable Rent specification and Standard House Type layouts (as included within the tender documentation) excluding all abnormal costs.
12. The tenderer shall allow for any cranage and associated works within the timber frame superstructures rate not the preliminaries schedule.
Preliminaries | Quantity | Unit | Rate | Total | Notes
Project specific management and Staff
Project Manager | 86 | weeks | 250 | 21500
Contracts Manager | 86 | weeks | 750 | 64500
Site Engineer | 86 | weeks | 400 | 34400
Site Manager | 86 | weeks | 2000 | 172000
Finishing Foreman / Assistant Site Manager | 86 | weeks | 1500 | 129000
Labourer (including at handover) | 86 | weeks | 1000 | 86000
Quantity Surveying /Commercial Management | 86 | weeks | 500 | 43000
Planner | 86 | weeks | 200 | 17200
Health & Safety Officer | 86 | weeks | 300 | 25800
Site establishment
Delivery of temp accomodation to site and removal on completion | 1 | Item | 5000 | 5000
Site office (inc furniture) | 86 | weeks | 50 | 4300
Meeting room (inc furniture) | 86 | weeks | 50 | 4300
Canteens and Kitchens | 86 | weeks | 100 | 8600
Drying room | 86 | weeks | 50 | 4300
Toilets and washrooms | 86 | weeks | 100 | 8600
Secure stores | 86 | weeks | 10 | 860
Telephones and Photocopiers (connection and charges) | 86 | weeks | 5 | 430
IT systems with email and internet capability | 86 | weeks | 5 | 430
Consumables and services associated with site accommodation | 86 | weeks | 25 | 2150
Fire points and fire fighting equipment | 1 | Item | 3000 | 3000
Main Contractor's Signboard | 1 | Item | 250 | 250
Client/Homes England signboard; production, installation and removal (as ER's) | 1 | Item | 250 | 250
Cleaning
Site cleaning | 86 | weeks | 100 | 8600
Site set up
Tarmac and hardcored compound area | 1 | item | 5000 | 5000
Temporary roads including demarcation for safe pedestrian and vehicular routes | 1 | item | 5000 | 5000
Temproary fencing to compound area | 1 | item | 2000 | 2000
Temporary security fencing to site perimeter | 1 | item | 20000 | 20000
Removal of compound on completion; reinstatement | 1 | item | 2500 | 2500
Temp Services incl all connections, disconnections and usage
Water supply | 86 | weeks | 50 | 4300
Gas Supply | 86 | weeks | 100 | 8600
Electric supply, Lighting and power | 86 | weeks | 250 | 21500
Drainage | 86 | weeks | 25 | 2150
Security
Night watchman | 86 | weeks | 1500 | 129000
Pedestrian gates | 1 | item | 250 | 250
Vehicular gates | 1 | item | 1000 | 1000
CCTV cameras set up costs | 1 | item | 500 | 500
CCTV weekly charge | 86 | weeks | 500 | 43000
Material distribution
Forklift and driver | 43 | weeks | 1500 | 64500
Site plant
Small Dumper | 43 | weeks | 1 | 43 | Inc in civils rates
Mixer | 43 | weeks | 1 | 43 | Excluded in lieu of mortar silo
Road Sweeper including driver and fuel | 43 | weeks | 100 | 4300
Excavator / mini digger including driver and fuel | 43 | weeks | 1 | 43 | Inc in civils rates
Small tools and equiptment | 43 | weeks | 200 | 8600
Health and Safety
1st aid kit | 1 | item | 50 | 50
Health and safety site visits | 1 | item | 1 | 1 | Inc in health and safety officer's costs above
Falling from heights | 1 | item | 1 | 1 | Inc in scaffold costs below
Scaffolding
External scaffolding including mat | 1 | item | 180000 | 180000
Adaption of Scaffolding | 1 | item | 10000 | 10000
Internal Scaffolding | 1 | item | 20000 | 20000
Fees and charges
Specialist site survey and level survey | 1 | item | 7500 | 7500
As built drawings and manuals | 1 | item | 2500 | 2500
CDM regulations and health and safety plan | 1 | item | 2500 | 2500
Considerate constructors scheme | 1 | item | 5000 | 5000
SAP calculations and energy performance certificates | 1 | item | 8000 | 8000
Robust details | 1 | item | 15000 | 15000
Building Control Fees | 1 | item | 15000 | 15000
Planning Condition Discharge Fees | 1 | item | 200 | 200 | tenderer to assume there are 15 conditions requiring discharge
Adoption Agreements for Section 278, 104 and 38 Agreements | 1 | item | 7500 | 7500 | tenderer to assume road and sewers on virtual plan to be adopted
NHBC (or equivalent) 12 year structural warranty cover | 1 | item | 125000 | 125000 | tenderer not to include for insolvency cover
Testing and reports
Methane and radon testing and reports | 1 | item | 2500 | 2500
Concrete testing and reports | 1 | item | 1000 | 1000
Dilapidation Surveys | 1 | Item | 1 | 1
Sound testing | 1 | item | 8000 | 8000
Air pressure tests | 1 | item | 12560 | 12560
Handover costs
Snagging costs | 1 | item | 8000 | 8000
Contract cleaners | 1 | item | 16000 | 16000
Clean to external areas | 1 | item | 8000 | 8000
Skips | 15 | no | 250 | 3750
Lorry and tipping charges | 1 | item | 5000 | 5000
Resident handover packs | 80 | no | 100 | 8000
Insurances and Guarantees
Project specific Insurance | 1 | Item | 2500 | 2500
6.5.1 Insurance | 1 | Item | 2500 | 2500
Performance bond / parent company guarantee / insolvency cover |  |  |  | NIL | Contractor to indicate on Supplier Questionnaire
Maintenance period
Defects/Maintenance to dwelling | 80 | no | 250 | 20000
External areas - paths, paving and adopted areas | 1 | item | 5000 | 5000
Landscaped areas | 1 | item | 5000 | 5000
Total of preliminaries |  |  |  | 1472862
Total of preliminaries expressed as a weekly cost |  |  |  | 17126.3023
Overheads and Profit
Corporate overheads (expressed as a %) |  |  |  | 4%
Profit (expressed as a %) |  |  |  | 4%
Overheads and Profit Total |  |  |  | 8%
Construction Costs
2 bed 3 person house (constructed as a mid mews) | Quantity | Unit | Rate | Total | No of units | Total
Substructures
Traditional strip foundation and lowest floor construction (expressed as GIFA) | 71.6 | m2 | 315 | 22554 | 3 | 67662
Superstructures
Superstructures | 71.6 | m2 | 1250 | 89500 | 3 | 268500
Allowance for Part L June 22 uplift | 1 | item | 125 | 125 | 3 | 375
Total cost for 2B3P mid mews houses (NDSS) | [5 empty] | 336537
2 bed 3 person house (constructed as a semi detached) | Quantity | Unit | Rate | Total | No of units | Total
Substructures
Traditional strip foundation and lowest floor construction (expressed as GIFA) | 71.6 | m2 | 315 | 22554 | 16 | 360864
Superstructures
Superstructures | 71.6 | m2 | 1250 | 89500 | 16 | 1432000
Allowance for Part L June 22 uplift | 1 | item | 125 | 125 | 16 | 2000
Total cost for 2B3P semi detached houses (NDSS) | [5 empty] | 1794864
3 bed 4 person House (constructed as a mid mews) | Quantity | Unit | Rate | Total | No of units | Total
Substructures
Traditional strip foundation and lowest floor construction (expressed as GIFA) | 85.2 | m2 | 315 | 26838 | 7 | 187866
Superstructures
Superstructures | 85.2 | m2 | 1250 | 106500 | 7 | 745500
Allowance for Part L June 22 uplift | 1 | item | 125 | 125 | 7 | 875
Total cost for 3B4P mid mews houses (NDSS) | [5 empty] | 934241
3 bed 4 person House (constructed as a semi detached) | Quantity | Unit | Rate | Total | No of units | Total
Substructures
Traditional strip foundation and lowest floor construction (expressed as GIFA) | 85.2 | m2 | 315 | 26838 | 11 | 295218
Superstructures
Superstructures | 85.2 | m2 | 1250 | 106500 | 11 | 1171500
Allowance for Part L June 22 uplift | 1 | item | 125 | 125 | 11 | 1375
Total cost for 3B4P semi detached houses (NDSS) | [5 empty] | 1468093
3 bed 4 person house (constructed as semi detached) (side entrance) | Quantity | Unit | Rate | Total | No of units | Total
Substructures
Traditional strip foundation and lowest floor construction (expressed as GIFA) | 86.1 | m2 | 315 | 27121.5 | 11 | 298336.5
Superstructures
Superstructures | 86.1 | m2 | 1250 | 107625 | 11 | 1183875
Allowance for Part L June 22 uplift | 1 | item | 125 | 125 | 11 | 1375
Total cost for 3B4P semi detached houses (NDSS) | [5 empty] | 1483586.5
3 bed 5 person house (constructed as semi detached) | Quantity | Unit | Rate | Total | No of units | Total
Substructures
Traditional strip foundation and lowest floor construction (expressed as GIFA) | 94.2 | m2 | 315 | 29673 | 22 | 652806
Superstructures
Superstructures | 94.2 | m2 | 1250 | 117750 | 22 | 2590500
Allowance for Part L June 22 uplift | 1 | item | 125 | 125 | 22 | 2750
Total cost for 3B5P houses (NDSS) | [5 empty] | 3246056
4 bed 6 person house (constructed as semi detached) | Quantity | Unit | Rate | Total | No of units | Total
Substructures
Traditional strip foundation and lowest floor construction (expressed as GIFA) | 108.3 | m2 | 315 | 34114.5 | 10 | 341145
Superstructures
Superstructures | 108.3 | m2 | 1250 | 135375 | 10 | 1353750
Allowance for Part L June 22 uplift | 1 | item | 125 | 125 | 10 | 1250
Total cost for 4B6P semi detached houses (NDSS) | [5 empty] | 1696145
EXTERNAL WORKS | Quantity | Unit | Rate | Total
Site Preparation Works
Site Clearance (assume 300mm deep inert to landfil) | 19182 | m² | 25 | 479550
Preparatory Groundworks | 19182 | m² | 5 | 95910
Roads, Paths, Pavings and Surfacings
Adopted Road (tarmac) including all kerbs and dropped kerbs | 1389 | m² | 75 | 104175
Adopted footpath 2m wide (tarmac) including all edgings | 1022 | m² | 72 | 73584
Non Adopted footpath (tarmac) including all edgings | 125 | m² | 62 | 7750
Non Adopted Road and Parking Space (tarmac) including all edgings | 3467 | m² | 65 | 225355
PCC concrete paving 600x600mm (PC sum £40/m2 supply) incl edgings | 2134 | m² | 74 | 157916
Soft Landscaping, Planting and Irrigation Systems
Turf and topsoil (300mm deep) | 6065 | m² | 14 | 84910
External low level Planting including topsoil and mulch | 1515 | m² | 40 | 60600 | PROV SUM
Tree species (PC sum £300) | 134 | no | 300 | 40200 | PROV SUM
Plot timber gates | 86 | no | 80 | 6880
1800mm high close boarded timber fencing, concrete gravel boards and post | 1282 | lm | 78 | 99996
2100mm high close boarded timber fencing, concrete gravel boards and post | 390 | lm | 92 | 35880
External Drainage
Site wide Surface Water and Foul Water Drainage | 1 | item | 290000 | 290000 | PROV SUM
Plot drainage | 80 | item | 3000 | 240000
Land Drainage | 1 | item | 20000 | 20000 | PROV SUM
External Services
Water Mains Supply | 1 | item | 82000 | 82000 | PROV SUM
Electricity Mains Supply | 1 | item | 62500 | 62500 | PROV SUM
Gas Mains Supply | 1 | item | 82000 | 82000 | PROV SUM
Telecommunications and other Communication System Connections | 1 | item | 28500 | 28500 | PROV SUM
External Street Lighting Systems | 1 | item | 42000 | 42000 | PROV SUM
Builder's Work In Connection with External Services | 1 | item | 20500 | 20500 | PROV SUM
Total cost for External Works | [5 empty] | 2340206
SUMMARY | [5 empty] | TOTAL COST
Preliminaries | [5 empty] | 1472862
Substructure | [5 empty] | 2203897.5
Superstructure | [5 empty] | 8745625
Part L Uplift | [5 empty] | 10000
External Works | [5 empty] | 2340206
Post Contract Design Fees at say 3% | [5 empty] | 443177.715
OH&P | [5 empty] | 1217261.4572
TOTAL GREENFIELD SITE COST FOR 80 AFFORDABLE RENT UNITS IN TRADITIONAL CONSTRUCTION | [5 empty] | 16433029.6722
FINAL SUMMARY
TOTAL GREENFIELD SITE COST FOR 80 AFFORDABLE RENT UNITS IN TRADITIONAL CONSTRUCTION | [5 empty] | 16212227.1714
TOTAL GREENFIELD SITE COST FOR 80 AFFORDABLE RENT UNITS IN TIMBER FRAME CONSTRUCTION | [5 empty] | 16433029.6722
TOTAL COMBINED SITE COST FOR 80 AFFORDABLE RENT UNITS IN TIMBER FRAME CONSTRUCTION AND 80 UNITS IN TRADITIONAL CONSTRUCTION | [5 empty] | 32645256.8436

## High val Lot 2
INNOVATION CHAIN NORTH
Framework of New build Construction Contractors 2024
PRICING SCHEDULE
TENDERER'S NAME | Winworth Construction Ltd
HIGH VALUE LOT H2 EAST
TRADITIONAL CONSTRUCTION
LOCATION | Northumberland, Tyne & Wear, Durham, North Yorkshire, West Yorkshire, East Yorkshire, South Yorkshire, North Nottinghamshire, Lincolnshire, Derbyshire East
Virtual Project Scenario
Nature of project | New Build Affordable Rent Units |  |  | 80 no
Size (m2) and Mix (no) of units | 71.6 | 2B3P House |  | 19 | 1360.4 | NDSS
| 85.2 | 3B4P House |  | 18 | 1533.6 | NDSS
| 86.1 | 3B4P House (side) |  | 11 | 947.1 | NDSS
| 94.2 | 3B5P House |  | 22 | 2072.4 | NDSS
| 108.3 | 4B6P House |  | 10 | 1083 | NDSS
GIFA (m2) | 6996.5
Site Access | Good access direct from main adopted road network
Vandalism risk | High risk - CCTV required with security guard nights and weekends
Length of Contract | 104 | working weeks
Base Date / Commencement Date | 31st January 2024
Form of Contract | JCT Design and Build 2016 with ICN Amendments
Pricing schedule notes and guidance
1. All rates submitted should be as outlined in the RICS NRM2 Preliminaries (Main Contract)
2. Accommodation and welfare provisions shall be in strict accordance with the CDM Regulations 2015
3. All rates submitted will be applied and used as a basis for the future negotiation of Fixed Price Contracts for all projects within the aforementioned LOT for the full duration of the Framework Agreement. Annual inflationary increases will be applied from the commencement date of the framework and shall be in accordance with BCIS Tender Price Indices or as evidenced to the satisfaction of the instructing client.
4. All items listed below may not be specifically required on every individual project within this LOT. For the purposes of the evaluation each individual item shall be priced or, if included within another item, annotated accordingly identifying which item it is included within. ICN reserves the right to reject any priced schedules submitted with a tender which includes only summary costs or totals which are not fully completed.
5. Should the tenderer deem that a member of the Site Staff and Supervision team will not be required full time on projects within this LOT then the weekly rate shall be adjusted accordingly not the number of weeks. Consideration should be given that the rates inserted will be fixed for future AMP agreements (only subject to inflationary increases as noted above)
6. None of the measured quantities or descriptions are to be altered, all tendering bids are to be based upon a fixed price schedule for consistency.
7. Preliminaries are to be based on the contract period stated above based on traditional masonry construction. Each item is to be priced based on the relevant contract period. The period stated are for time on site and exclude lead in periods for discharge of pre-start planning conditions. Any other pre-start time costs should be included in the preliminaries. Any items not priced will be deemed not to be required on projects of a similar nature within the afoementioned LOT value range for the duration of the Framework Agreement.
8. Tenderers should allow the percentage for profit and corporate overhead [contractors margin] and these are to include: Contractors profit on net costs. Contracting companies corporate operating overheads on net costs which include cost of premises, employment of non site based staff [with the exception of visiting contract surveyors and construction manager] including estimators, customer care teams, business development managers, buyers, planners, resource, scheduling and programmers, directors and heads of departments, accounts, legal, financing, property costs, administration, IT, human resources, telecoms, transport and vehicles, corporate charges. All contractors contributions to Group overheads [where applicable]
9. The tenderer is to assume Fabric First construction to meet current Building Regulations but is to allow for all Part L uplifts which have been prevalent since June 2022 on a separate line as indicated
10. The tenderer should note that non completion of one schedule will not be a compliant tender - both timber frame and traditional need to be completed
11. The tenderer shall complete the pricing schedule based upon the Affordable Rent specification and Standard House Type layouts (as included within the tender documentation) excluding all abnormal costs.
Preliminaries | Quantity | Unit | Rate | Total | Notes
Project specific management and Staff
Project Manager | 104 | weeks | 250 | 26000
Contracts Manager | 104 | weeks | 1000 | 104000
Site Engineer | 104 | weeks | 400 | 41600
Site Manager | 104 | weeks | 2400 | 249600
Finishing Foreman / Assistant Site Manager | 104 | weeks | 1900 | 197600
Labourer (including at handover) | 104 | weeks | 1000 | 104000
Quantity Surveying / Commercial Management | 104 | weeks | 500 | 52000
Planner | 104 | weeks | 200 | 20800
Health & Safety Officer | 104 | weeks | 300 | 31200
Site establishment
Delivery of temp accomodation to site and removal on completion | 1 | Item | 5000 | 5000
Site office (inc furniture) | 104 | weeks | 50 | 5200
Meeting room (inc furniture) | 104 | weeks | 50 | 5200
Canteens and Kitchens | 104 | weeks | 100 | 10400
Drying room | 104 | weeks | 50 | 5200
Toilets and washrooms | 104 | weeks | 100 | 10400
Secure stores | 104 | weeks | 10 | 1040
Telephones and Photocopiers (connection and charges) | 104 | weeks | 5 | 520
IT systems with email and internet capability | 104 | weeks | 5 | 520
Consumables and services associated with site accommodation | 104 | weeks | 25 | 2600
Fire points and fire fighting equipment | 1 | Item | 3000 | 3000
Main Contractor's Signboard | 1 | Item | 250 | 250
Client/Homes England signboard; production, installation and removal (as ER's) | 1 | Item | 250 | 250
Cleaning
Site cleaning | 104 | weeks | 100 | 10400
Site set up
Tarmac and hardcore compound area | 1 | item | 5000 | 5000
Temporary roads incl demarcation for safe pedestrian and vehicular routes | 1 | item | 5000 | 5000
Temproary fencing to compound area | 1 | item | 2000 | 2000
Temporary security fencing to site perimeter | 1 | item | 20000 | 20000
Removal of compound on completion; reinstatement | 1 | item | 2500 | 2500
Temp Services incl all connections, disconnections and usage
Water supply | 104 | weeks | 50 | 5200
Gas Supply | 104 | weeks | 100 | 10400
Electric supply, Lighting and power | 104 | weeks | 250 | 26000
Drainage | 104 | weeks | 25 | 2600
Security
Night watchman | 104 | weeks | 1500 | 156000
Pedestrian gates | 1 | item | 250 | 250
Vehicular gates | 1 | item | 1000 | 1000
CCTV cameras set up costs | 1 | item | 500 | 500
CCTV weekly charge | 104 | weeks | 500 | 52000
Material distribution
Forklift and driver | 52 | weeks | 1500 | 78000
Site plant
Small Dumper | 52 | weeks | 1 | 52 | Inc in civils rates
Mixer | 52 | weeks | 1 | 52 | Excluded in lieu of mortar silo
Road Sweeper including driver and fuel | 52 | weeks | 100 | 5200
Excavator / mini digger including driver and fuel | 52 | weeks | 1 | 52 | Inc in civils rates
Small tools and equiptment | 52 | weeks | 200 | 10400
Health and Safety
1st aid kit | 1 | item | 50 | 50
Health and safety site visits | 1 | item | 1 | 1 | Inc in health and safety officer's costs above
Falling from heights | 1 | item | 1 | 1 | Inc in scaffold costs below
Scaffolding
External scaffolding including mat | 1 | item | 180000 | 180000
Adaption of Scaffolding | 1 | item | 10000 | 10000
Internal Scaffolding | 1 | item | 60000 | 60000
Fees and charges
Specialist site survey and level survey | 1 | item | 7500 | 7500
As built drawings and manuals | 1 | item | 2500 | 2500
CDM regulations and health and safety plan | 1 | item | 2500 | 2500
Considerate constructors scheme | 1 | item | 5000 | 5000
SAP calculations and energy performance certificates | 1 | item | 8000 | 8000
Robust details | 1 | item | 15000 | 15000
Building Control Fees | 1 | item | 15000 | 15000
Planning Condition Discharge Fees | 15 | no | 200 | 3000 | tenderer to assume there are 15 conditions requiring discharge
Adoption Agreements for Section 278, 104 and 38 Agreements | 1 | item | 7500 | 7500 | tenderer to assume road and sewers on virtual plan to be adopted
NHBC (or equivalent) 12 year structural warranty cover | 1 | item | 125000 | 125000 | tenderer not to include for insolvency cover
Testing and reports
Methane and radon testing and reports | 1 | item | 2500 | 2500
Concrete testing and reports | 1 | item | 1000 | 1000
Dilapidation Surveys | 1 | Item | 1 | 1
Sound testing | 1 | item | 8000 | 8000
Air pressure tests | 1 | item | 12560 | 12560
Handover costs
Snagging costs / inspections | 1 | item | 8000 | 8000
Contract cleaners | 1 | item | 16000 | 16000
Clean to external areas | 1 | item | 8000 | 8000
Skips | 15 | no | 250 | 3750
Lorry and tipping charges | 1 | item | 5000 | 5000
Resident handover packs | 80 | no | 100 | 8000
Insurances and Guarantees
Project specific Insurances | 1 | Item | 2500 | 2500
6.5.1 Insurance | 1 | Item | 2500 | 2500
Performance bond / parent company guarantee / insolvency cover |  |  |  | NIL | Contractor to indicate on Supplier Questionnaire
Maintenance period
Defects / Maintenance to dwellings | 80 | no | 250 | 20000
External areas - paths, paving and adopted areas | 1 | item | 5000 | 5000
Landscaped areas | 1 | item | 5000 | 5000
Total of preliminaries |  |  |  | 1817849
Total of preliminaries expressed as a weekly cost |  |  |  | 17479.3173
Overheads and Profit
Corporate overheads (expressed as a %) |  |  |  | 4%
Profit (expressed as a %) |  |  |  | 4%
Overheads and Profit Total |  |  |  | 8%
Construction Costs
2 bed 3 person house (constructed as a mid mews) | Quantity | Unit | Rate | Total | No of units | Total
Substructures
Traditional strip foundation and lowest floor construction (expressed as GIFA) | 71.6 | m2 | 315 | 22554 | 3 | 67662
Superstructures
Superstructures | 71.6 | m2 | 1188 | 85060.8 | 3 | 255182.4
Allowance for Part L June 22 uplift | 1 | item | 118.8 | 118.8 | 3 | 356.4
Total cost for 2B3P mid mews houses (NDSS) | [5 empty] | 323200.8
2 bed 3 person house (constructed as a semi detached) | Quantity | Unit | Rate | Total | No of units | Total
Substructures
Traditional strip foundation and lowest floor construction (expressed as GIFA) | 71.6 | m2 | 315 | 22554 | 16 | 360864
Superstructures
Superstructures | 71.6 | m2 | 1188 | 85060.8 | 16 | 1360972.8
Allowance for Part L June 22 uplift | 1 | item | 118.8 | 118.8 | 16 | 1900.8
Total cost for 2B3P semi detached houses (NDSS) | [5 empty] | 1723737.6
3 bed 4 person House (constructed as a mid mews) | Quantity | Unit | Rate | Total | No of units | Total
Substructures
Traditional strip foundation and lowest floor construction (expressed as GIFA) | 85.2 | m2 | 315 | 26838 | 7 | 187866
Superstructures
Superstructures | 85.2 | m2 | 1188 | 101217.6 | 7 | 708523.2
Allowance for Part L June 22 uplift | 1 | item | 118.8 | 118.8 | 7 | 831.6
Total cost for 3B4P mid mews houses (NDSS) | [5 empty] | 897220.8
3 bed 4 person House (constructed as a semi detached) | Quantity | Unit | Rate | Total | No of units | Total
Substructures
Traditional strip foundation and lowest floor construction (expressed as GIFA) | 85.2 | m2 | 315 | 26838 | 11 | 295218
Superstructures
Superstructures | 85.2 | m2 | 1188 | 101217.6 | 11 | 1113393.6
Allowance for Part L June 22 uplift | 1 | item | 118.8 | 118.8 | 11 | 1306.8
Total cost for 3B4P semi detached houses (NDSS) | [5 empty] | 1409918.4
3 bed 4 person house (constructed as semi detached) (side entrance) | Quantity | Unit | Rate | Total | No of units | Total
Substructures
Traditional strip foundation and lowest floor construction (expressed as GIFA) | 86.1 | m2 | 315 | 27121.5 | 11 | 298336.5
Superstructures
Superstructures | 86.1 | m2 | 1188 | 102286.8 | 11 | 1125154.8
Allowance for Part L June 22 uplift | 1 | item | 118.8 | 118.8 | 11 | 1306.8
Total cost for 3B4P semi detached houses (NDSS) | [5 empty] | 1424798.1
3 bed 5 person house (constructed as semi detached) | Quantity | Unit | Rate | Total | No of units | Total
Substructures
Traditional strip foundation and lowest floor construction (expressed as GIFA) | 94.2 | m2 | 315 | 29673 | 22 | 652806
Superstructures
Superstructures | 94.2 | m2 | 1188 | 111909.6 | 22 | 2462011.2
Allowance for Part L June 22 uplift | 1 | item | 118.8 | 118.8 | 22 | 2613.6
Total cost for 3B5P houses (NDSS) | [5 empty] | 3117430.8
4 bed 6 person house (constructed as semi detached) | Quantity | Unit | Rate | Total | No of units | Total
Substructures
Traditional strip foundation and lowest floor construction (expressed as GIFA) | 108.3 | m2 | 315 | 34114.5 | 10 | 341145
Superstructures
Superstructures | 108.3 | m2 | 1188 | 128660.4 | 10 | 1286604
Allowance for Part L June 22 uplift | 1 | item | 118.8 | 118.8 | 10 | 1188
Total cost for 4B6P semi detached houses (NDSS) | [5 empty] | 1628937
EXTERNAL WORKS | Quantity | Unit | Rate | Total
Site Preparation Works
Site Clearance (assume 300mm deep inert to landfil) | 19182 | m² | 25 | 479550
Preparatory Groundworks | 19182 | m² | 5 | 95910
Roads, Paths, Pavings and Surfacings
Adopted Road (tarmac) including all kerbs and dropped kerbs | 1389 | m² | 75 | 104175
Adopted footpath 2m wide (tarmac) including all edgings | 1022 | m² | 72 | 73584
Non Adopted footpath (tarmac) including all edgings | 125 | m² | 62 | 7750
Non Adopted Road and Parking Space (tarmac) including all edgings | 3467 | m² | 65 | 225355
PCC concrete paving 600x600mm (PC sum £40/m2 supply) incl edgings | 2134 | m² | 74 | 157916
Soft Landscaping, Planting and Irrigation Systems
Turf and topsoil (300mm deep) | 6065 | m² | 14 | 84910
External low level Planting including topsoil and mulch | 1515 | m² | 40 | 60600 | PROV SUM
Tree species (PC sum £300) | 134 | no | 300 | 40200 | PROV SUM
Plot timber gates | 86 | no | 80 | 6880
1800mm high close boarded timber fencing, concrete gravel boards and post | 1282 | lm | 78 | 99996
2100mm high close boarded timber fencing, concrete gravel boards and post | 390 | lm | 92 | 35880
External Drainage
Site wide Surface Water and Foul Water Drainage | 1 | item | 290000 | 290000 | PROV SUM
Plot drainage | 80 | item | 3000 | 240000
Land Drainage | 1 | item | 20000 | 20000 | PROV SUM
External Services
Water Mains Supply | 1 | item | 82000 | 82000 | PROV SUM
Electricity Mains Supply | 1 | item | 62500 | 62500 | PROV SUM
Gas Mains Supply | 1 | item | 82000 | 82000 | PROV SUM
Telecommunications and other Communication System Connections | 1 | item | 28500 | 28500 | PROV SUM
External Street Lighting Systems | 1 | item | 42000 | 42000 | PROV SUM
Builder's Work In Connection with External Services | 1 | item | 20500 | 20500 | PROV SUM
Total cost for External Works | [5 empty] | 2340206
SUMMARY | [5 empty] | TOTAL COST
Preliminaries | [5 empty] | 1817849
Substructure | [5 empty] | 2203897.5
Superstructure | [5 empty] | 8311842
Part L Uplift | [5 empty] | 9504
External Works | [5 empty] | 2340206
Post Contract Design Fees at say 3% | [5 empty] | 440498.955
OH&P | [5 empty] | 1209903.7964
TOTAL GREENFIELD SITE COST FOR 80 AFFORDABLE RENT UNITS IN TRADITIONAL CONSTRUCTION | [5 empty] | 16333701.2514
INNOVATION CHAIN NORTH
Framework of New build Construction Contractors 2024
PRICING SCHEDULE
TENDERER'S NAME | Winworth Construction Ltd
HIGH VALUE LOT H2 EAST
TIMBER FRAME CONSTRUCTION
LOCATION | Northumberland, Tyne & Wear, Durham, North Yorkshire, West Yorkshire, East Yorkshire, South Yorkshire, North Nottinghamshire, Lincolnshire, Derbyshire East
Virtual Project Scenario
Nature of project | New Build Affordable Rent Units |  |  | 80 no
Size (m2) and Mix (no) of units | 71.6 | 2B3P House |  | 19 | 1360.4 | NDSS
| 85.2 | 3B4P House |  | 18 | 1533.6 | NDSS
| 86.1 | 3B4P House (side) |  | 11 | 947.1 | NDSS
| 94.2 | 3B5P House |  | 22 | 2072.4 | NDSS
| 108.3 | 4B6P House |  | 10 | 1083 | NDSS
GIFA (m2) | 6996.5
Site Access | Good access direct from main road network
Vandalism risk | High risk - CCTV required with security guard nights and weekends
Length of Contract | 86 | working weeks
Base Date / Commencement Date | 31st January 2024
Form of Contract | JCT design and build 2016 with ICN Amendments
Pricing schedule notes and guidance
1. All rates submitted should be as outlined in the RICS NRM2 Preliminaries (Main Contract)
2. Accommodation and welfare provisions shall be in strict accordance with the CDM Regulations 2015
3. All rates submitted will be applied and used as a basis for the future negotiation of Fixed Price Contracts for all projects within the aforementioned LOT for the full duration of the Framework Agreement. Annual inflationary increases will be applied from the commencement date of the framework and shall be in accordance with BCIS Tender Price Indices or as evidenced to the satisfaction of the instructing client.
4. All items listed below may not be specifically required on every individual project within this LOT. For the purposes of the evaluation each individual item shall be priced or, if included within another item, annotated accordingly identifying which item it is included within. ICN reserves the right to reject any priced schedules submitted with a tender which includes only summary costs or totals which are not fully completed.
5. Should the tenderer deem that a member of the Site Staff and Supervision team will not be required full time on projects within this LOT then the weekly rate shall be adjusted accordingly not the number of weeks. Consideration should be given that the rates inserted will be fixed for future AMP agreements (only subject to inflationary increases as noted above)
6. None of the measured quantities or descriptions are to be altered, all tendering bids are to be based upon a fixed price schedule for consistency.
7. Preliminaries are to be based on the contract period stated above based on traditional masonry construction. Each item is to be priced based on the relevant contract period. The period stated are for time on site and exclude lead in periods for discharge of pre-start planning conditions. Any other pre-start time costs should be included in the preliminaries. Any items not priced will be deemed not to be required on projects of a similar nature within the afoementioned LOT value range for the duration of the Framework Agreement.
8. Tenderers should allow the percentage for profit and corporate overhead [contractors margin] and these are to include: Contractors profit on net costs. Contracting companies corporate operating overheads on net costs which include cost of premises, employment of non site based staff [with the exception of visiting contract surveyors and construction manager] including estimators, customer care teams, business development managers, buyers, planners, resource, scheduling and programmers, directors and heads of departments, accounts, legal, financing, property costs, administration, IT, human resources, telecoms, transport and vehicles, corporate charges. All contractors contributions to Group overheads [where applicable]
9. The tenderer is to assume Fabric First construction to meet current Building Regulations but is to allow for all Part L uplifts which have been prevalent since June 2022 on a separate line as indicated
10. The tenderer should note that non completion of one schedule will not be a compliant tender - both timber frame and traditional need to be completed
11. The tenderer shall complete the pricing schedule based upon the Affordable Rent specification and Standard House Type layouts (as included within the tender documentation) excluding all abnormal costs.
12. The tenderer shall allow for any cranage and associated works within the timber frame superstructures rate not the preliminaries schedule.
Preliminaries | Quantity | Unit | Rate | Total | Notes
Project specific management and Staff
Project Manager | 86 | weeks | 250 | 21500
Contracts Manager | 86 | weeks | 1000 | 86000
Site Engineer | 86 | weeks | 400 | 34400
Site Manager | 86 | weeks | 2400 | 206400
Finishing Foreman / Assistant Site Manager | 86 | weeks | 1900 | 163400
Labourer (including at handover) | 86 | weeks | 1000 | 86000
Quantity Surveying /Commercial Management | 86 | weeks | 500 | 43000
Planner | 86 | weeks | 200 | 17200
Health & Safety Officer | 86 | weeks | 300 | 25800
Site establishment
Delivery of temp accomodation to site and removal on completion | 1 | Item | 5000 | 5000
Site office (inc furniture) | 86 | weeks | 50 | 4300
Meeting room (inc furniture) | 86 | weeks | 50 | 4300
Canteens and Kitchens | 86 | weeks | 100 | 8600
Drying room | 86 | weeks | 50 | 4300
Toilets and washrooms | 86 | weeks | 100 | 8600
Secure stores | 86 | weeks | 10 | 860
Telephones and Photocopiers (connection and charges) | 86 | weeks | 5 | 430
IT systems with email and internet capability | 86 | weeks | 5 | 430
Consumables and services associated with site accommodation | 86 | weeks | 25 | 2150
Fire points and fire fighting equipment | 1 | Item | 3000 | 3000
Main Contractor's Signboard | 1 | Item | 250 | 250
Client/Homes England signboard; production, installation and removal (as ER's) | 1 | Item | 250 | 250
Cleaning
Site cleaning | 86 | weeks | 100 | 8600
Site set up
Tarmac and hardcored compound area | 1 | item | 5000 | 5000
Temporary roads including demarcation for safe pedestrian and vehicular routes | 1 | item | 5000 | 5000
Temproary fencing to compound area | 1 | item | 2000 | 2000
Temporary security fencing to site perimeter | 1 | item | 20000 | 20000
Removal of compound on completion; reinstatement | 1 | item | 2500 | 2500
Temp Services incl all connections, disconnections and usage
Water supply | 86 | weeks | 50 | 4300
Gas Supply | 86 | weeks | 100 | 8600
Electric supply, Lighting and power | 86 | weeks | 250 | 21500
Drainage | 86 | weeks | 25 | 2150
Security
Night watchman | 86 | weeks | 1500 | 129000
Pedestrian gates | 1 | item | 250 | 250
Vehicular gates | 1 | item | 1000 | 1000
CCTV cameras set up costs | 1 | item | 500 | 500
CCTV weekly charge | 86 | weeks | 500 | 43000
Material distribution
Forklift and driver | 43 | weeks | 1500 | 64500
Site plant
Small Dumper | 43 | weeks | 1 | 43 | Inc in civils rates
Mixer | 43 | weeks | 1 | 43 | Excluded in lieu of mortar silo
Road Sweeper including driver and fuel | 43 | weeks | 100 | 4300
Excavator / mini digger including driver and fuel | 43 | weeks | 1 | 43 | Inc in civils rates
Small tools and equiptment | 43 | weeks | 200 | 8600
Health and Safety
1st aid kit | 1 | item | 50 | 50
Health and safety site visits | 1 | item | 1 | 1 | Inc in health and safety officer's costs above
Falling from heights | 1 | item | 1 | 1 | Inc in scaffold costs below
Scaffolding
External scaffolding including mat | 1 | item | 180000 | 180000
Adaption of Scaffolding | 1 | item | 10000 | 10000
Internal Scaffolding | 1 | item | 20000 | 20000
Fees and charges
Specialist site survey and level survey | 1 | item | 7500 | 7500
As built drawings and manuals | 1 | item | 2500 | 2500
CDM regulations and health and safety plan | 1 | item | 2500 | 2500
Considerate constructors scheme | 1 | item | 5000 | 5000
SAP calculations and energy performance certificates | 1 | item | 8000 | 8000
Robust details | 1 | item | 15000 | 15000
Building Control Fees | 1 | item | 15000 | 15000
Planning Condition Discharge Fees | 1 | item | 200 | 200 | tenderer to assume there are 15 conditions requiring discharge
Adoption Agreements for Section 278, 104 and 38 Agreements | 1 | item | 7500 | 7500 | tenderer to assume road and sewers on virtual plan to be adopted
NHBC (or equivalent) 12 year structural warranty cover | 1 | item | 125000 | 125000 | tenderer not to include for insolvency cover
Testing and reports
Methane and radon testing and reports | 1 | item | 2500 | 2500
Concrete testing and reports | 1 | item | 1000 | 1000
Dilapidation Surveys | 1 | Item | 1 | 1
Sound testing | 1 | item | 8000 | 8000
Air pressure tests | 1 | item | 12560 | 12560
Handover costs
Snagging costs | 1 | item | 8000 | 8000
Contract cleaners | 1 | item | 16000 | 16000
Clean to external areas | 1 | item | 8000 | 8000
Skips | 15 | no | 250 | 3750
Lorry and tipping charges | 1 | item | 5000 | 5000
Resident handover packs | 80 | no | 100 | 8000
Insurances and Guarantees
Project specific Insurance | 1 | Item | 2500 | 2500
6.5.1 Insurance | 1 | Item | 2500 | 2500
Performance bond / parent company guarantee / insolvency cover |  |  |  | NIL | Contractor to indicate on Supplier Questionnaire
Maintenance period
Defects/Maintenance to dwelling | 80 | no | 250 | 20000
External areas - paths, paving and adopted areas | 1 | item | 5000 | 5000
Landscaped areas | 1 | item | 5000 | 5000
Total of preliminaries |  |  |  | 1563162
Total of preliminaries expressed as a weekly cost |  |  |  | 18176.3023
Overheads and Profit
Corporate overheads (expressed as a %) |  |  |  | 4%
Profit (expressed as a %) |  |  |  | 4%
Overheads and Profit Total |  |  |  | 8%
Construction Costs
2 bed 3 person house (constructed as a mid mews) | Quantity | Unit | Rate | Total | No of units | Total
Substructures
Traditional strip foundation and lowest floor construction (expressed as GIFA) | 71.6 | m2 | 315 | 22554 | 3 | 67662
Superstructures
Superstructures | 71.6 | m2 | 1250 | 89500 | 3 | 268500
Allowance for Part L June 22 uplift | 1 | item | 125 | 125 | 3 | 375
Total cost for 2B3P mid mews houses (NDSS) | [5 empty] | 336537
2 bed 3 person house (constructed as a semi detached) | Quantity | Unit | Rate | Total | No of units | Total
Substructures
Traditional strip foundation and lowest floor construction (expressed as GIFA) | 71.6 | m2 | 315 | 22554 | 16 | 360864
Superstructures
Superstructures | 71.6 | m2 | 1250 | 89500 | 16 | 1432000
Allowance for Part L June 22 uplift | 1 | item | 125 | 125 | 16 | 2000
Total cost for 2B3P semi detached houses (NDSS) | [5 empty] | 1794864
3 bed 4 person House (constructed as a mid mews) | Quantity | Unit | Rate | Total | No of units | Total
Substructures
Traditional strip foundation and lowest floor construction (expressed as GIFA) | 85.2 | m2 | 315 | 26838 | 7 | 187866
Superstructures
Superstructures | 85.2 | m2 | 1250 | 106500 | 7 | 745500
Allowance for Part L June 22 uplift | 1 | item | 125 | 125 | 7 | 875
Total cost for 3B4P mid mews houses (Non NDSS) | [5 empty] | 934241
3 bed 4 person House (constructed as a semi detached) | Quantity | Unit | Rate | Total | No of units | Total
Substructures
Traditional strip foundation and lowest floor construction (expressed as GIFA) | 85.2 | m2 | 315 | 26838 | 11 | 295218
Superstructures
Superstructures | 85.2 | m2 | 1250 | 106500 | 11 | 1171500
Allowance for Part L June 22 uplift | 1 | item | 125 | 125 | 11 | 1375
Total cost for 3B4P semi detached houses (NDSS) | [5 empty] | 1468093
3 bed 4 person house (constructed as semi detached) (side entrance) | Quantity | Unit | Rate | Total | No of units | Total
Substructures
Traditional strip foundation and lowest floor construction (expressed as GIFA) | 86.1 | m2 | 315 | 27121.5 | 11 | 298336.5
Superstructures
Superstructures | 86.1 | m2 | 1250 | 107625 | 11 | 1183875
Allowance for Part L June 22 uplift | 1 | item | 125 | 125 | 11 | 1375
Total cost for 3B4P semi detached houses (NDSS) | [5 empty] | 1483586.5
3 bed 5 person house (constructed as semi detached) | Quantity | Unit | Rate | Total | No of units | Total
Substructures
Traditional strip foundation and lowest floor construction (expressed as GIFA) | 94.2 | m2 | 315 | 29673 | 22 | 652806
Superstructures
Superstructures | 94.2 | m2 | 1250 | 117750 | 22 | 2590500
Allowance for Part L June 22 uplift | 1 | item | 125 | 125 | 22 | 2750
Total cost for 3B5P houses (Non NDSS) | [5 empty] | 3246056
4 bed 6 person house (constructed as semi detached) | Quantity | Unit | Rate | Total | No of units | Total
Substructures
Traditional strip foundation and lowest floor construction (expressed as GIFA) | 108.3 | m2 | 315 | 34114.5 | 10 | 341145
Superstructures
Superstructures | 108.3 | m2 | 1250 | 135375 | 10 | 1353750
Allowance for Part L June 22 uplift | 1 | item | 125 | 125 | 10 | 1250
Total cost for 4B6P semi detached houses (NDSS) | [5 empty] | 1696145
EXTERNAL WORKS | Quantity | Unit | Rate | Total
Site Preparation Works
Site Clearance (assume 300mm deep inert to landfil) | 19182 | m² | 25 | 479550
Preparatory Groundworks | 19182 | m² | 5 | 95910
Roads, Paths, Pavings and Surfacings
Adopted Road (tarmac) including all kerbs and dropped kerbs | 1389 | m² | 75 | 104175
Adopted footpath 2m wide (tarmac) including all edgings | 1022 | m² | 72 | 73584
Non Adopted footpath (tarmac) including all edgings | 125 | m² | 62 | 7750
Non Adopted Road and Parking Space (tarmac) including all edgings | 3467 | m² | 65 | 225355
PCC concrete paving 600x600mm (PC sum £40/m2 supply) incl edgings | 2134 | m² | 74 | 157916
Soft Landscaping, Planting and Irrigation Systems
Turf and topsoil (300mm deep) | 6065 | m² | 14 | 84910
External low level Planting including topsoil and mulch | 1515 | m² | 40 | 60600 | PROV SUM
Tree species (PC sum £300) | 134 | no | 300 | 40200 | PROV SUM
Plot timber gates | 86 | no | 80 | 6880
1800mm high close boarded timber fencing, concrete gravel boards and post | 1282 | lm | 78 | 99996
2100mm high close boarded timber fencing, concrete gravel boards and post | 390 | lm | 92 | 35880
External Drainage
Site wide Surface Water and Foul Water Drainage | 1 | item | 290000 | 290000 | PROV SUM
Plot drainage | 80 | item | 3000 | 240000
Land Drainage | 1 | item | 20000 | 20000 | PROV SUM
External Services
Water Mains Supply | 1 | item | 82000 | 82000 | PROV SUM
Electricity Mains Supply | 1 | item | 62500 | 62500 | PROV SUM
Gas Mains Supply | 1 | item | 82000 | 82000 | PROV SUM
Telecommunications and other Communication System Connections | 1 | item | 28500 | 28500 | PROV SUM
External Street Lighting Systems | 1 | item | 42000 | 42000 | PROV SUM
Builder's Work In Connection with External Services | 1 | item | 20500 | 20500 | PROV SUM
Total cost for External Works | [5 empty] | 2340206
SUMMARY | [5 empty] | TOTAL COST
Preliminaries | [5 empty] | 1563162
Substructure | [5 empty] | 2203897.5
Superstructure | [5 empty] | 8745625
Part L Uplift | [5 empty] | 10000
External Works | [5 empty] | 2340206
Post Contract Design Fees at say 3% | [5 empty] | 445886.715
OH&P | [5 empty] | 1224702.1772
TOTAL GREENFIELD SITE COST FOR 80 AFFORDABLE RENT UNITS IN TRADITIONAL CONSTRUCTION | [5 empty] | 16533479.3922
FINAL SUMMARY
TOTAL GREENFIELD SITE COST FOR 80 AFFORDABLE RENT UNITS IN TRADITIONAL CONSTRUCTION | [5 empty] | 16333701.2514
TOTAL GREENFIELD SITE COST FOR 80 AFFORDABLE RENT UNITS IN TIMBER FRAME CONSTRUCTION | [5 empty] | 16533479.3922
TOTAL COMBINED SITE COST FOR 80 AFFORDABLE RENT UNITS IN TIMBER FRAME CONSTRUCTION AND 80 UNITS IN TRADITIONAL CONSTRUCTION | [5 empty] | 32867180.6436